## ferc1_plants_utilitynames
rowid | record_id | utility_id_ferc1 | Cleaned? | utility_id_ferc1_label | report_year | plant_name_ferc1 | plant_id_eia | plant_name_eia | generator_id | plant_type | construction_type | construction_year | installation_year | capacity_mw | peak_demand_mw | plant_hours_connected_while_generating | plant_capability_mw | water_limited_capacity_mw | not_water_limited_capacity_mw | avg_num_employees | net_generation_mwh | capex_land | capex_structures | capex_equipment | capex_total | capex_per_mw | opex_operations | opex_fuel | opex_coolants | opex_steam | opex_steam_other | opex_transfer | opex_electric | opex_misc_power | opex_rents | opex_allowances | opex_engineering | opex_structures | opex_boiler | opex_plants | opex_misc_steam | opex_production_total | opex_per_mwh | asset_retirement_cost
31655 | steam_electric_generating_plant_statistics_large_plants_402_2023_c003184_rockport_total_aeg | 342 | X | AEP Generating Company | 2023 | rockport total aeg |  |  |  | steam | conventional | 1984 | 1989 | 1310 |  | 3253 | 0 | 1309 | 1310 | 0 | 1383967.5 | 6508711 | 180086156 | 1665776631 | 1877782344 | 1433421.6 | 3756773 | 55028753 |  | 12058789 |  |  | 746302 | 3079794 | 4942 |  | 1707706 | 936930 | 6252417 | 3179285 | 796595 | 87548286 | 63.3 | 25410846
31651 | steam_electric_generating_plant_statistics_large_plants_402_2023_c003184_rockport_total_plant | 342 | X | AEP Generating Company | 2023 | rockport total plant |  |  |  | steam | conventional | 1984 | 1989 | 2620 |  | 3253 | 0 | 2619 | 2620 | 164 | 2767935 | 13046749 | 311168084 | 2795352967 | 3170412763 | 1210081.2 | 8307453 | 110060433 |  | 23267770 |  |  | 2102960 | 7076803 | 21267 | 3011738 | 3417174 | 1910058 | 12481442 | 6451548 | 1593582 | 179702228 | 64.9 | 50844963
31653 | steam_electric_generating_plant_statistics_large_plants_402_2023_c003184_rockport_unit_1_aeg | 342 | X | AEP Generating Company | 2023 | rockport unit 1 aeg |  |  |  | steam | conventional | 1984 | 1984 | 660 |  | 2416 | 0 | 659 | 660 | 0 | 704318 | 6434648 | 100279597 | 798924309 | 918343977 | 1391430.3 | 1882242 | 28390213 |  | 6322709 |  |  | 348296 | 1574625 | 2471 |  | 853823 | 450122 | 3595516 | 1872660 | 405665 | 45698342 | 64.9 | 12705423
31652 | steam_electric_generating_plant_statistics_large_plants_402_2023_c003184_rockport_unit_2_aeg | 342 | X | AEP Generating Company | 2023 | rockport unit 2 aeg |  |  |  | steam | conventional | 1989 | 1989 | 650 |  | 2255 | 0 | 650 | 650 | 0 | 679945.5 | 74063 | 79806559 | 866852322 | 959438367 | 1476059 | 1874531 | 26638540 |  | 5736080 |  |  | 398006 | 1505169 | 2471 |  | 853883 | 486808 | 2656901 | 1306625 | 390930 | 41849944 | 61.5 | 12705423
31654 | steam_electric_generating_plant_statistics_large_plants_402_2023_c003184_total | 342 | X | AEP Generating Company | 2023 | total | [21 empty] | 55028753 |  | 12058789 |  |  | 746303 | 3079843 | 4942 |  | 1707706 | 936931 | 6252416 | 3179285 | 796595 | 87548336
32006 | steam_electric_generating_plant_statistics_large_plants_402_2023_c001552_barry | 294 | X | ALABAMA POWER COMPANY | 2023 | barry |  |  |  | steam | conventional | 1954 | 1971 | 1498.8 | 1525 | 6107 |  | 0 | 1267 | 210 | 2392275 | 1067155 | 297666174 | 1707621349 | 2739986611 | 1828120.2 | 6596604 | 132797161 |  | 3895337 |  |  | 7537358 | 2865347 |  | 1413 | 4406488 | 3751879 | 31246431 | 2540370 | 2075585 | 197713973 | 82.6 | 733631933
32017 | steam_electric_generating_plant_statistics_large_plants_402_2023_c001552_barry_cc | 294 | X | ALABAMA POWER COMPANY | 2023 | barry cc |  |  |  | combined_cycle | conventional | 2000 | 2023 | 1906.38 | 1070 | 6841 |  |  | 1906 | 60 | 7856661 | 0 | 52918399 | 1026939895 | 1079858294 | 566444.4 | 541316 | 180674878 | 0 | 4210091 | 0 | 0 | 0 | 994284 | 0 | 0 | 1246998 | 3030567 | 0 | 11989635 | 456235 | 203144004 | 25.9 | 0
32008 | steam_electric_generating_plant_statistics_large_plants_402_2023_c001552_calhoun | 294 | X | ALABAMA POWER COMPANY | 2023 | calhoun |  |  |  | combustion_turbine | conventional | 2003 | 2003 | 752.76 | 186 | 140 |  |  | 743 | 21 | 29561 | 630402 | 1515010 | 211855664 | 214001076 | 284288.6 | 709337 | 5032475 | 0 | 1215956 | 0 | 0 | 0 | 1759665 | 0 | 0 | 4020 | 1237693 | 0 | 5403036 | 239246 | 15601428 | 527.8 | 0
32019 | steam_electric_generating_plant_statistics_large_plants_402_2023_c001552_central_alabama | 294 | X | ALABAMA POWER COMPANY | 2023 | central alabama |  |  |  | combined_cycle | conventional | 2003 | 2003 | 937.03 | 236 | 7097 |  |  | 738 | 37 | 4769716 | 1877002 | 55634825 | 314202172 | 371713999 | 396693.8 | 648440 | 113094875 | 0 | 3926835 | 0 | 0 | 0 | 1301236 | 0 | 0 | 363052 | 1456705 | 0 | 5714696 | 359179 | 126865018 | 26.6 | 0
32005 | steam_electric_generating_plant_statistics_large_plants_402_2023_c001552_e_c_gaston_unit_5 | 294 | x | ALABAMA POWER COMPANY | 2023 | e. c. gaston unit 5 |  |  |  | steam | conventional | 1974 | 1974 | 952 | 880 | 3048 |  | 0 | 832 | 230 | 1843294 | 5009247 | 156503715 | 1503980155 | 1810238277 | 1901510.8 | 1658294 | 130194542 | 0 | 2701176 | 0 | 0 | 3771272 | 2369836 | 0 | 3498 | 3785771 | 840435 | 22254882 | 4033524 | 774881 | 172388111 | 93.5 | 144745160
32007 | steam_electric_generating_plant_statistics_large_plants_402_2023_c001552_gadsden | 294 | x | ALABAMA POWER COMPANY | 2023 | gadsden |  |  |  | steam | conventional | 1949 | 1949 | 0 | [5 empty] | 2 |  | 64695 | 17277849 | 1242017 | 25058482 | 0 | 35769 | 450433 |  |  |  |  | 31117 | 106562 |  |  | 14822 | 52869 | 402433 | 4090 | -1132 | 1096963 |  | 6473921
32000 | steam_electric_generating_plant_statistics_large_plants_402_2023_c001552_greene_county__respondents_portion | 294 | x | ALABAMA POWER COMPANY | 2023 | greene county - respondent's portion |  |  |  | steam | conventional | [9 empty] | 788449.8 | 103028 | 22058930 | 156421515 | 184047595 | 0 | 698153 | 29048693 | 0 | 392 | 349394 | 0 | 796883 | 0 | 0 | 13 | 257625 | 590023 | 3873925 | 794583 | 253460 | 36663144 | 46.5 | 5464122
32002 | steam_electric_generating_plant_statistics_large_plants_402_2023_c001552_greene_county_ct | 294 | x | ALABAMA POWER COMPANY | 2023 | greene county ct |  |  |  | combustion_turbine | conventional | 1995 | 1996 | 827.42 | 720 | 433 |  |  | 740 | 0 | 82162 | 5838 | 9718502 | 267914711 | 277639051 | 335547.9 | 432586 | 4822179 | 0 | 0 | 0 | 0 | 0 | 261916 | 0 | 0 | 71081 | 145227 | 0 | 2693054 | -42170 | 8383873 | 102 | 0
32001 | steam_electric_generating_plant_statistics_large_plants_402_2023_c001552_greene_countytotal | 294 | x | ALABAMA POWER COMPANY | 2023 | greene county-total |  |  |  | steam | conventional | 1965 | 1966 | 568.48 | 500 | 6589 |  |  | 516 | 57 | 1314083 | 175197 | 35595595 | 255071955 | 299834644 | 527432.2 | 1163588 | 48414489 | 0 | 654 | 582324 | 0 | 1328138 | 0 | 0 | 22 | 429374 | 983372 | 6456542 | 1324305 | 422433 | 61105241 | 46.5 | 8991897
32004 | steam_electric_generating_plant_statistics_large_plants_402_2023_c001552_j_h_miller__respondents_portion | 294 | x | ALABAMA POWER COMPANY | 2023 | j h miller - respondent's portion |  |  |  | steam | conventional | [9 empty] | 15199490.68 | 10618340 | 767019778 | 3780161651 | 4830805645 | 0 | 2456619 | 412489454 | 0 | 6027043 | 0 | 0 | 23592076 | 5769588 | 0 | 4218 | 3333581 | 17197432 | 57773133 | 10384981 | 4711270 | 543739395 | 35.8 | 273005876
32018 | steam_electric_generating_plant_statistics_large_plants_402_2023_c001552_j_h_miller__total | 294 | x | ALABAMA POWER COMPANY | 2023 | j h miller - total |  |  |  | steam | conventional | 1978 | 1991 | 2822 | 2532 | 8697 |  |  | 2749 | 306 | 15846007.8 | 10974895 | 792524492 | 3936363272 | 5012868535 | 1776353.1 | 2561113 | 430034877 | 0 | 6283406 | 0 | 0 | 24595575 | 6015000 | 0 | 4397 | 3475377 | 17928932 | 60230539 | 10826711 | 4911666 | 566867593 | 35.8 | 273005876
32003 | steam_electric_generating_plant_statistics_large_plants_402_2023_c001552_joseph_m_farley | 294 | x | ALABAMA POWER COMPANY | 2023 | joseph m. farley |  |  |  | nuclear | conventional | 1977 | 1981 | 1776.5 | 1720 | 8760 |  |  | 1782 | 830 | 14758529 | 1611539 | 752275380 | 2564753784 | 3740459403 | 2105521.8 | 90928977 | 101229688 | 7923210 | 10743539 | 0 | 0 | 83470 | 116242291 | 1076172 | 0 | 50851089 | 1932632 | 5056674 | 17360119 | 14295061 | 417722922 | 28.3 | 421818700
32015 | steam_electric_generating_plant_statistics_large_plants_402_2023_c001552_lowndes_county | 294 | x | ALABAMA POWER COMPANY | 2023 | lowndes county |  |  |  | combined_cycle | conventional | 1999 | 1999 | 105.1 | 105 | 0 |  |  | 105 | 0 | 567200 | 0 | 1942405 | 55591317 | 57533722 | 547418.9 | 200502 | 23773928 | 0 | 0 | 0 | 0 | 0 | 43000 | 0 | 0 | 24037 | 0 | 0 | 2197078 | 54552 | 26293097 | 46.4 | 0
32009 | steam_electric_generating_plant_statistics_large_plants_402_2023_c001552_mississippi_powers | 294 | x | ALABAMA POWER COMPANY | 2023 | mississippi power's |  |  |  | steam | conventional | [9 empty] | 525633.2 | 72169 | 13536666 | 98650440 | 115787050 | 0 | 465435 | 19365795 | 0 | 262 | 232930 | 0 | 531255 |  | 0 | 9 | 171750 | 393349 | 2582617 | 529722 | 168973 | 24442097 | 46.5 | 3527775
32013 | steam_electric_generating_plant_statistics_large_plants_402_2023_c001552_other_power_generation__corporate_expenses | 294 | x | ALABAMA POWER COMPANY | 2023 | other power generation - corporate expenses | [18 empty] | 0 | 0 | 1577508 | 1906667 | 0 | 144543 |  |  |  | 13395492 | 0 | 0 | 2165058 | 156793 | 156793 | 9586044 | 249716 | 29338614 | 0
32011 | steam_electric_generating_plant_statistics_large_plants_402_2023_c001552_powersouth | 294 | x | ALABAMA POWER COMPANY | 2023 | powersouth |  |  |  | steam | conventional | [9 empty] | 646517.118 | 356555 | 25504714 | 156201621 | 182062890 | 0 | 104493 | 17545423 | 0 | 256363 | 0 | 0 | 1003499 | 245412 | 0 | 179 | 141795 | 731500 | 2457406 | 441730 | 200395 | 23128195 | 35.8 | 0
32012 | steam_electric_generating_plant_statistics_large_plants_402_2023_c001552_steam_power_generation__corporate_expenses | 294 | x | ALABAMA POWER COMPANY | 2023 | steam power generation - corporate expenses |  |  |  | steam | [14 empty] | 0 | 0 | 1226318 | 3824411 | 0 | 258847 | -349394 | 0 | -303037 | 33602930 | 3265318 | 9428 | 11682627 | 2394354 | 28146592 | 201684 | 2021996 | 85982074 | 0
32016 | steam_electric_generating_plant_statistics_large_plants_402_2023_c001552_theodore | 294 | x | ALABAMA POWER COMPANY | 2023 | theodore |  |  |  | combined_cycle | conventional | 2000 | 2000 | 273.87 | 236 | 0 |  |  | 274 | 22 | 1585589 | 310556 | 9849734 | 143610512 | 153770802 | 561473.7 | 168443 | 39823685 | 0 | 347184 | 0 | 0 | 0 | 897713 | 0 | 0 | 2408306 | 334753 | 0 | 2387389 | 110608 | 46478081 | 29.3 | 0
32010 | steam_electric_generating_plant_statistics_large_plants_402_2023_c001552_total | 294 | X | ALABAMA POWER COMPANY | 2023 | total | [21 empty] | 708799562 | 7923210 | 12885693 |  |  | 35425668 | 49693339 | 3265318 | 23703 | 23480913 | 24826991 | 143700836 | 17959232 | 9836060 | 1042576196
32014 | steam_electric_generating_plant_statistics_large_plants_402_2023_c001552_washington_county | 294 | x | ALABAMA POWER COMPANY | 2023 | washington county |  |  |  | combined_cycle | conventional | 1999 | 1999 | 122.58 | 123 | 8314 |  |  | 123 | 20 | 859136 | 0 | 9325372 | 107821475 | 117146847 | 955676.7 | 254784 | 22790964 | 0 | 2289164 | 0 | 0 | 0 | 647040 | 0 | 0 | 415083 | 225599 | 0 | 2027444 | 139255 | 28789333 | 33.5 | 0
32094 | steam_electric_generating_plant_statistics_large_plants_402_2023_c001673_boswell | 307 | x | ALLETE, Inc. | 2023 | boswell |  |  |  | steam | semioutdoor | 1958 | 1980 | 820 | 821 | 8760 | 820 | 820 | 820 | 157 | 4458923.211 | 9971754 | 180246972 | 1162207670 | 1384442529 | 1688344.5 | 3672330 | 118950041 | 0 | 8250317 | 0 | 0 | 957511 | 132053 | 0 | 0 | 2556662 | 510103 | 7621581 | 296721 | 3160251 | 146107570 | 32.8 | 32016133
32096 | steam_electric_generating_plant_statistics_large_plants_402_2023_c001673_hibbard | 307 | x | ALLETE, Inc. | 2023 | hibbard |  |  |  | steam | conventional | 1931 | 1951 | 60 | 64 | 8760 | 60 | 60 | 60 | 21 | 68189.013 | 87761 | 8003710 | 91551984 | 106501429 | 1775023.8 | 332908 | 4366548 | 0 | 2295275 | 0 | 0 | 2734 | 147615 | 0 | 0 | 369934 | 232963 | 930897 | 784041 | 275147 | 9738062 | 142.8 | 6857974
32099 | steam_electric_generating_plant_statistics_large_plants_402_2023_c001673_laskin | 307 | x | ALLETE, Inc. | 2023 | laskin |  |  |  | steam | outdoor | 1953 | 1953 | 98 | 99 | 8760 | 98 | 98 | 98 | 12 | 110290.147 | 253164 | 11065118 | 63990269 | 87084761 | 888620 | 428624 | 4309986 | 0 | 1381157 | 0 | 0 | 0 | 136210 | 0 | 0 | 72017 | 55 | 238095 | 12300 | 807215 | 7385659 | 67 | 11776210
32098 | steam_electric_generating_plant_statistics_large_plants_402_2023_c001673_rapids_non_ratebase | 307 | x | ALLETE, Inc. | 2023 | rapids non rate-base |  |  |  | steam | conventional | 1969 | 1980 | 23 | 16 | 0 | 23 | 23 | 23 | 17 | 0 | 0 | 3200832 | 26549535 | 29750367 | 1293494.2 | 0 | 0 | 0 | 0 | 0 | 0 | 0 | 0 | 0 | 0 | 0 | 0 | 0 | 0 | 0 | 0 |  | 0
32097 | steam_electric_generating_plant_statistics_large_plants_402_2023_c001673_taconite_harbor | 307 | x | ALLETE, Inc. | 2023 | taconite harbor |  |  |  | steam | conventional | 1957 | 1967 | 169 | 0 | 0 | 137 | 137 | 137 | 0 | 0 | 143351 | 131210 | 0 | 274561 | 1624.6 | 171815 | 237604 |  | 4528 | 0 | 0 | 203528 | 29960 | 0 | 0 | 52320 | 55 | 24651 | 1742 | 6862 | 733065 |  | 0
32095 | steam_electric_generating_plant_statistics_large_plants_402_2023_c001673_total | 307 | X | ALLETE, Inc. | 2023 | total | [21 empty] | 127914279 |  | 11931278 |  |  | 1163772 | 447709 |  | 71438 | 3074053 | 757667 | 8815222 | 1094805 | 4255469 | 164204048
32045 | steam_electric_generating_plant_statistics_large_plants_402_2023_c011150_1__lemon_creek_ic | 394 | x | Alaska Electric Light and Power Company | 2023 | 1 - lemon creek (ic) |  |  |  | internal_combustion | outdoor | 1969 | 1985 | 24.5 | 0 | 97 | 20 | 0 | 0 | 0 | 181.619 | 89085 | 414970 | 6577455 | 7081510 | 289041.2 | 0 | 35891 | 0 | 0 | 0 | 0 | 40639 | 0 | 0 | 0 | 0 | 0 | 0 | 172749 | 0 | 249279 | 1372.5 | 0
32047 | steam_electric_generating_plant_statistics_large_plants_402_2023_c011150_2__lemon_creek_gt | 394 | x | Alaska Electric Light and Power Company | 2023 | 2 - lemon creek (gt) |  |  |  | combustion_turbine | outdoor | 1980 | 1983 | 37.2 | 0 | 24 | 32 | 0 | 0 | 0 | 130 | 19797 | 726451 | 7303044 | 8049292 | 216378.8 | 0 | 53809 | 0 | 0 | 0 | 0 | 29089 | 0 | 0 | 0 | 0 | 0 | 0 | 99172 | 0 | 182070 | 1400.5 | 0
32044 | steam_electric_generating_plant_statistics_large_plants_402_2023_c011150_3__auke_bay_ic | 394 | x | Alaska Electric Light and Power Company | 2023 | 3 - auke bay (ic) |  |  |  | internal_combustion | conventional | 1983 | 1983 | 2.5 | 0 | 11 | 2 | 0 | 0 | 0 | 18.18 | 590 | 305166 | 1017935 | 1323691 | 529476.4 | 0 | 5174 | 0 | 0 | 0 | 0 | 3790 | 0 | 0 | 0 | 0 | 0 | 0 | 29778 | 0 | 38742 | 2131 | 0
32048 | steam_electric_generating_plant_statistics_large_plants_402_2023_c011150_4__auke_bay_gt | 394 | x | Alaska Electric Light and Power Company | 2023 | 4 - auke bay (gt) |  |  |  | combustion_turbine | conventional | 1993 | 1994 | 33.7 | 0 | 34 | 23 | 0 | 0 | 0 | 278 | 1180 | 832422 | 6698038 | 7531640 | 223490.8 | 0 | 116248 | 0 | 0 | 0 | 0 | 57949 | 0 | 0 | 0 | 0 | 0 | 0 | 85921 | 0 | 260118 | 935.7 | 0
32046 | steam_electric_generating_plant_statistics_large_plants_402_2023_c011150_5__industrial_blvd_gt | 394 | X | Alaska Electric Light and Power Company | 2023 | 5 - industrial blvd (gt) |  |  |  | combustion_turbine | conventional | 2016 | 2016 | 23.49 | 0 | 18 | 23 | 0 | 0 | 0 | 173 | 2158194 | 3283365 | 18924084 | 24365643 | 1037277.3 | 0 | 34959 | 0 | 0 | 0 | 0 | 52587 | 0 | 0 | 0 | 0 | 0 | 0 | 58711 | 0 | 146257 | 845.4 | 0
31997 | steam_electric_generating_plant_statistics_large_plants_402_2023_c001330_total | 282 | X | Alcoa Power Generating Inc. | 2023 | total | [21 empty] | 121700516 |  | 6670111 |  | 7996158 | 1004434 | 9461662 | 52183 | 13870 | 2648 | 1479358 | 16402351 | 2712395 | 4979854 | 157411244
31999 | steam_electric_generating_plant_statistics_large_plants_402_2023_c001330_unit_4 | 282 | x | Alcoa Power Generating Inc. | 2023 | unit 4 |  |  |  | steam | outdoor | 1970 | 1970 | 162 | 150 | 7708 | 151 | 0 | 0 | 11 | 939822 |  | 25253246 | 105189450 | 130442696 | 805201.8 |  | 33101228 |  | 1021911 |  |  |  | 27908 | 16500 |  |  | 35652 | 1966083 | 210183 | 119921 | 36499386 | 38.8
31998 | steam_electric_generating_plant_statistics_large_plants_402_2023_c001330_units_13 | 282 | x | Alcoa Power Generating Inc. | 2023 | units 1-3 |  |  |  | steam | outdoor | 1960 | 1965 | 500 | 316 | 8760 | 426 | 0 | 0 | 32 | 2311723 | 147437 | 123329518 | 562065791 | 685542746 | 1371085.5 |  | 84720274 |  | -82306 |  | -7996158 |  | 67981 |  |  |  | 458192 | 10670767 | 1490563 | 44819 | 89374132 | 38.7
31640 | steam_electric_generating_plant_statistics_large_plants_402_2023_c000746_total | 222 | X | Ameren Illinois Company | 2023 | total | [29 empty] | 87272621 | [5 empty] | 87272621
31669 | steam_electric_generating_plant_statistics_large_plants_402_2023_c000530_amos | 200 | x | Appalachian Power Company | 2023 | amos |  |  |  | steam | conventional | 1971 | 1973 | 2963 | 2834 | 5894 | 0 | 2930 | 2930 | 234 | 8424839 | 7307834 | 285905587 | 3475778586 | 3891855106 | 1313484.7 | 11559218 | 335431990 | 0 | 29193571 | 0 | 0 | 132037 | 6500571 | 34614 | 158372 | 2680216 | 2920425 | 31620227 | 11649426 | 6481745 | 438362412 | 52 | 122863099
31670 | steam_electric_generating_plant_statistics_large_plants_402_2023_c000530_ceredo | 200 | x | Appalachian Power Company | 2023 | ceredo |  |  |  | combustion_turbine |  | 2001 | 2001 | 519.18 | 549 | 1134 | 0 | 450 | 516 | 7 | 469800 | 910000 | 1747156 | 204319621 | 206976776 | 398660.9 | 150706 | 10515328 | 0 | 99437 | 0 | 0 | 612472 | 267079 | 1577 | 0 | 1218 | 0 | 3567 | 685548 | 0 | 12336932 | 26.3 | 0
31671 | steam_electric_generating_plant_statistics_large_plants_402_2023_c000530_clinch_river | 200 | x | Appalachian Power Company | 2023 | clinch river |  |  |  | steam | conventional | 1958 | 1961 | 712.5 | 337 | 577 | 0 | 455 | 465 | 34 | 85761 | 501098 | 27098637 | 274246967 | 306678042 | 430425.3 | 997111 | 8522163 | 0 | 3514106 | 0 | 0 | 0 | 1901948 | 0 | 1161567 | 7749 | 436831 | 2666994 | 500380 | 820945 | 20529794 | 239.4 | 4831339
31666 | steam_electric_generating_plant_statistics_large_plants_402_2023_c000530_dresden | 200 | x | Appalachian Power Company | 2023 | dresden |  |  |  | combined_cycle | outdoor | 2012 | 2012 | 669 | 663 | 7476 | 0 | 570 | 665 | 32 | 4145161 | 2286932 | 51712828 | 424961099 | 478960859 | 715935.5 | 534109 | 67663769 | 0 | 511491 | 0 | 0 | 0 | 5681386 | 0 | 294 | 102672 | 1139756 | 877635 | 2619905 | 2517841 | 81648858 | 19.7 | 0
31668 | steam_electric_generating_plant_statistics_large_plants_402_2023_c000530_mountaineer | 200 | x | Appalachian Power Company | 2023 | mountaineer |  |  |  | steam | outdoor | 1980 | 1980 | 1320 | 1322 | 6219 | 0 | 1305 | 1320 | 147 | 4969405 | 4554535 | 257726306 | 1467766302 | 1747176548 | 1323618.6 | 4829959 | 178964053 | 0 | 12092882 | 0 | 0 | 0 | 8308121 | 15341 | 103053 | 191250 | 1678843 | 13921238 | 3185279 | 2698301 | 225988320 | 45.5 | 17129405
31667 | steam_electric_generating_plant_statistics_large_plants_402_2023_c000530_total | 200 | X | Appalachian Power Company | 2023 | total | [21 empty] | 896985858 |  | 45411487 |  |  | 132037 | 22377898 | 40565 | 1423286 | 2983094 | 6175854 | 49089661 | 17932921 | 12518832 | 1072993821
31425 | steam_electric_generating_plant_statistics_large_plants_402_2023_c001436_plant_name_cholla_1_steam | 286 | x | Arizona Public Service Company | 2023 | plant name: cholla 1 steam |  |  |  | steam | semioutdoor | 1962 | 1981 | 114 | 113 | 6449 | 0 | 116 | 116 | 29 | 550990.996 | 1560615 | 23337063 | 160020333 | 204530742 | 1794129.3 | 1310854 | 17119471 | 0 | 2982480 | 0 | 0 | 224974 | 3284105 | 0 | 622616 | 1039013 | 1028837 | 2444361 | 979214 | 1580173 | 32616098 | 59.2 | 19612731
31427 | steam_electric_generating_plant_statistics_large_plants_402_2023_c001436_plant_name_cholla_3_steam | 286 | x | Arizona Public Service Company | 2023 | plant name: cholla 3 steam |  |  |  | steam | semioutdoor | 1980 | 1981 | 312 | 275 | 5361 | 0 | 271 | 271 | 41 | 1236674.277 | 3788123 | 56646675 | 405940427 | 513981729 | 1647377.3 | 1613145 | 36254823 | 0 | 6288240 | 0 | 0 | 346504 | 4316991 | 0 | 1397432 | 1749786 | 3490732 | 4332633 | 606317 | 1367987 | 61764590 | 49.9 | 47606504
31417 | steam_electric_generating_plant_statistics_large_plants_402_2023_c001436_plant_name_douglas_comb_turbine | 286 | x | Arizona Public Service Company | 2023 | plant name: douglas comb. turbine |  |  |  | internal_combustion | semioutdoor | 1972 | 1972 | 26 | 16 | 12 | 0 | 16 | 16 | 0 | 90.94 | 9557 | 393076 | 5143456 | 5546089 | 213311.1 | 0 | 358275 | 0 | 0 | 0 | 0 | 0 | 1442 | 0 | 0 | 4 | 37628 | 0 | 185907 | 0 | 583256 | 6413.6 | 0
31423 | steam_electric_generating_plant_statistics_large_plants_402_2023_c001436_plant_name_four_corners_4_steam | 286 | x | Arizona Public Service Company | 2023 | plant name: four corners 4 steam |  |  |  | steam | semioutdoor | 1969 | 1970 | 515 | 475 | 5737 | 0 | 485 | 485 | 77 | 2376336.205 | 35127 | 101684024 | 820031452 | 929766862 | 1805372.5 | 2636108 | 108330997 | 0 | 12761850 | 0 | 0 | 375402 | 5839446 | 542122 | 4230912 | 1000456 | 5389276 | 9644360 | 1432916 | 1921562 | 154105407 | 64.9 | 8016259
31421 | steam_electric_generating_plant_statistics_large_plants_402_2023_c001436_plant_name_four_corners_5_steam | 286 | x | Arizona Public Service Company | 2023 | plant name: four corners 5 steam |  |  |  | steam | semioutdoor | 1969 | 1970 | 515 | 491 | 5461 | 0 | 485 | 485 | 53 | 2328654.147 | 28919 | 56943261 | 697317306 | 762312923 | 1480219.3 | 2218078 | 109283151 | 0 | 12070773 | 0 | 0 | 375401 | 4930035 | 510779 | 4157262 | 1037748 | 5702335 | 9468445 | 1019957 | 1915193 | 152689157 | 65.6 | 8023437
31413 | steam_electric_generating_plant_statistics_large_plants_402_2023_c001436_plant_name_ocotillo_1_comb_turbine | 286 | x | Arizona Public Service Company | 2023 | plant name: ocotillo 1 comb. turbine |  |  |  | internal_combustion | semioutdoor | 1972 | 1973 | 53 | 56 | 619 | 0 | 55 | 55 | 1 | 24263.546 | 153271 | 6526897 | 34245009 | 40925177 | 772173.2 | 109300 | 1296585 | 0 | 0 | 0 | 0 | 79959 | 151513 | 0 | 0 | 11221 | 40745 | 0 | 83109 | 4274 | 1776706 | 73.2 | 0
31412 | steam_electric_generating_plant_statistics_large_plants_402_2023_c001436_plant_name_ocotillo_2_comb_turbine | 286 | x | Arizona Public Service Company | 2023 | plant name: ocotillo 2 comb. turbine |  |  |  | internal_combustion | semioutdoor | 1973 | 1973 | 53 | 55 | 235 | 0 | 55 | 55 | 4 | 9307.335 | 137084 | 5837608 | 30322230 | 36296922 | 684847.6 | 41927 | 753668 | 0 | 0 | 0 | 0 | 30672 | 58119 | 0 | 0 | 4304 | 16595 | 0 | 3202 | 437 | 908924 | 97.7 | 0
31411 | steam_electric_generating_plant_statistics_large_plants_402_2023_c001436_plant_name_ocotillo_3_comb_turbine | 286 | x | Arizona Public Service Company | 2023 | plant name: ocotillo 3 comb. turbine |  |  |  | internal_combustion | semioutdoor | 2019 | 2019 | 140 | 107 | 1568 | 0 | 102 | 102 | 6 | 73124.571 | 0 | 19189392 | 93796908 | 112986300 | 807045 | 329404 | 8430231 | 0 | 0 | 0 | 0 | 240977 | 456624 | 0 | 0 | 33817 | 122607 | 0 | 1185468 | 51617 | 10850745 | 148.4 | 0
31409 | steam_electric_generating_plant_statistics_large_plants_402_2023_c001436_plant_name_ocotillo_4_comb_turbine | 286 | x | Arizona Public Service Company | 2023 | plant name: ocotillo 4 comb. turbine |  |  |  | internal_combustion | semioutdoor | 2019 | 2019 | 140 | 102 | 1936 | 0 | 102 | 102 | 4 | 165508.368 | 0 | 19098283 | 94327080 | 113425363 | 810181.2 | 745564 | 6324116 | 0 | 0 | 0 | 0 | 545421 | 1033512 | 0 | 0 | 76540 | 283600 | 0 | 1148020 | 27061 | 10183834 | 61.5 | 0
31407 | steam_electric_generating_plant_statistics_large_plants_402_2023_c001436_plant_name_ocotillo_5_comb_turbine | 286 | x | Arizona Public Service Company | 2023 | plant name: ocotillo 5 comb. turbine |  |  |  | internal_combustion | semioutdoor | 2019 | 2019 | 140 | 105 | 0 | 0 | 102 | 102 | 5 | 160275.479 | 0 | 28157313 | 142111175 | 170268488 | 1216203.5 | 721992 | 7180614 | 0 | 0 | 0 | 0 | 528176 | 1000836 | 0 | 0 | 74120 | 271055 | 0 | 1028868 | 23361 | 10829022 | 67.6 | 0
31406 | steam_electric_generating_plant_statistics_large_plants_402_2023_c001436_plant_name_ocotillo_6_comb_turbine | 286 | x | Arizona Public Service Company | 2023 | plant name: ocotillo 6 comb. turbine |  |  |  | internal_combustion | semioutdoor | 2019 | 2019 | 140 | 104 | 2144 | 0 | 102 | 102 | 5 | 191429.085 | 0 | 19451627 | 96190878 | 115642505 | 826017.9 | 862329 | 11000751 | 0 | 0 | 0 | 0 | 630841 | 1195373 | 0 | 0 | 88527 | 320932 | 0 | 1083836 | 120632 | 15303221 | 79.9 | 0
31405 | steam_electric_generating_plant_statistics_large_plants_402_2023_c001436_plant_name_ocotillo_7_comb_turbine | 286 | x | Arizona Public Service Company | 2023 | plant name: ocotillo 7 comb. turbine |  |  |  | internal_combustion | semioutdoor | 2019 | 2019 | 140 | 105 | 218 | 0 | 102 | 102 | 3 | 16959.369 | 0 | 18833319 | 92929459 | 111762778 | 798305.6 | 76397 | 891580 | 0 | 0 | 0 | 0 | 55888 | 105902 | 0 | 0 | 7843 | 28433 | 0 | 502588 | 189914 | 1858545 | 109.6 | 0
31418 | steam_electric_generating_plant_statistics_large_plants_402_2023_c001436_plant_name_palo_verde_1_nuclear | 286 | x | Arizona Public Service Company | 2023 | plant name: palo verde 1 nuclear |  |  |  | nuclear | semioutdoor | 1986 | 1988 | 411 | 429 | 7761 | 0 | 382 | 382 | 190 | 2940680.633 | 1685607 | 356114837 | 920784819 | 1284846255 | 3126146.6 | 7279921 | 17673859 | 6132084 | 3221155 | 0 | 0 | 4226382 | 13305103 | 7090364 | 0 | 1650658 | 1092973 | 4927896 | 5348939 | 1186064 | 73135398 | 24.9 | 6260992
31422 | steam_electric_generating_plant_statistics_large_plants_402_2023_c001436_plant_name_palo_verde_2_nuclear | 286 | x | Arizona Public Service Company | 2023 | plant name: palo verde 2 nuclear |  |  |  | nuclear | semioutdoor | 1986 | 1988 | 411 | 404 | 7678 | 0 | 382 | 382 | 183 | 2902003.302 | 1118166 | 225896744 | 621329519 | 847471861 | 2061975.3 | 7392987 | 17492807 | 6132084 | 3083186 | 0 | 0 | 4040834 | 13229288 | 7090364 | 0 | 3707423 | 1062872 | 4952222 | 5445555 | 1549646 | 75179268 | 25.9 | -872568
31424 | steam_electric_generating_plant_statistics_large_plants_402_2023_c001436_plant_name_palo_verde_3_nuclear | 286 | x | Arizona Public Service Company | 2023 | plant name: palo verde 3 nuclear |  |  |  | nuclear | semioutdoor | 1988 | 1988 | 411 | 395 | 8741 | 0 | 382 | 382 | 162 | 2902003.302 | 1614017 | 353929169 | 873350312 | 1222170351 | 2973650.5 | 7290355 | 18863279 | 6132084 | 2451831 | 0 | 0 | 4058555 | 13227241 | 7090364 | 0 | 441442 | 696185 | 867050 | 2855219 | 654636 | 64628241 | 22.3 | -6723147
31420 | steam_electric_generating_plant_statistics_large_plants_402_2023_c001436_plant_name_redhawk_1_combined_cycle | 286 | x | Arizona Public Service Company | 2023 | plant name: redhawk 1 combined cycle |  |  |  | combined_cycle | semioutdoor | 2002 | 2002 | 573 | 377 | 15997 | 0 | 544 | 544 | 26 | 1419123.249 | 1121092 | 20710335 | 350418490 | 372249917 | 649650.8 | 1748437 | 128902526 | 0 | 0 | 0 | 0 | 1552292 | 5475508 | 0 | 0 | 408501 | 902716 | 0 | 4249971 | 707565 | 143947516 | 101.4 | 0
31395 | steam_electric_generating_plant_statistics_large_plants_402_2023_c001436_plant_name_redhawk_2_combined_cycle | 286 | x | Arizona Public Service Company | 2023 | plant name: redhawk 2 combined cycle |  |  |  | combined_cycle | semioutdoor | 2002 | 2002 | 567 | 364 | 17095 | 0 | 544 | 544 | 15 | 1410478.95 | 1063688 | 19649879 | 336648733 | 357362300 | 630268.6 | 1734363 | 128799224 | 0 | 0 | 0 | 0 | 1539796 | 5431430 | 0 | 0 | 405332 | 902087 | 0 | 4663502 | 694647 | 144170381 | 102.2 | 0
31416 | steam_electric_generating_plant_statistics_large_plants_402_2023_c001436_plant_name_saguaro_1_comb_turbine | 286 | x | Arizona Public Service Company | 2023 | plant name: saguaro 1 comb. turbine |  |  |  | internal_combustion | semioutdoor | 1972 | 2002 | 53 | 55 | 714 | 0 | 55 | 55 | 1 | 22942.372 | 15449 | 3729220 | 31665891 | 35410560 | 668123.8 | 0 | 1283147 | 0 | 0 | 0 | 0 | 0 | 96170 | 0 | 0 | 987 | 0 | 0 | 130178 | 0 | 1510482 | 65.8 | 0
31415 | steam_electric_generating_plant_statistics_large_plants_402_2023_c001436_plant_name_saguaro_2_comb_turbine | 286 | x | Arizona Public Service Company | 2023 | plant name: saguaro 2 comb. turbine |  |  |  | internal_combustion | semioutdoor | 1973 | 2002 | 53 | 56 | 582 | 0 | 55 | 55 | 0 | 23414.877 | 15520 | 3746400 | 31770242 | 35532162 | 670418.2 | 0 | 1612585 | 0 | 0 | 0 | 0 | 0 | 17069 | 0 | 0 | 1007 | 0 | 0 | 74403 | 2163 | 1707227 | 72.9 | 0
31414 | steam_electric_generating_plant_statistics_large_plants_402_2023_c001436_plant_name_saguaro_3_comb_turbine | 286 | x | Arizona Public Service Company | 2023 | plant name: saguaro 3 comb. turbine |  |  |  | internal_combustion | semioutdoor | 2002 | 2002 | 78 | 75 | 2021 | 0 | 79 | 79 | 1 | 129257.971 | 21379 | 5160614 | 42340117 | 47522110 | 609257.8 | 0 | 6411338 | 0 | 0 | 0 | 0 | 0 | 17421 | 0 | 0 | 5561 | 115940 | 0 | 963970 | 36539 | 7550769 | 58.4 | 0
31402 | steam_electric_generating_plant_statistics_large_plants_402_2023_c001436_plant_name_sundance_comb_turbine | 286 | x | Arizona Public Service Company | 2023 | plant name: sundance comb. turbine |  |  |  | internal_combustion | semioutdoor | 2002 | 2002 | 605 | 605 | 13221 | 0 | 420 | 420 | 10 | 523434.979 | 681252 | 18976003 | 332399218 | 352056473 | 581911.5 | 238698 | 31262153 | 0 | 0 | 0 | 0 | 680171 | 4414727 | 0 | 0 | 22519 | 1486769 | 0 | 6726306 | 125373 | 44956716 | 85.9 | 0
31404 | steam_electric_generating_plant_statistics_large_plants_402_2023_c001436_plant_name_west_phoenix_1_comb_turbine | 286 | x | Arizona Public Service Company | 2023 | plant name: west phoenix 1 comb. turbine |  |  |  | internal_combustion | semioutdoor | 1972 | 1973 | 53 | 50 | 441 | 0 | 55 | 55 | 2 | 10407.859 | 41751 | 2848468 | 28035780 | 30925999 | 583509.4 | 0 | 510472 | 0 | 0 | 0 | 0 | 0 | 0 | 0 | 0 | 448 | 0 | 0 | 168388 | 0 | 679308 | 65.3 | 0
31401 | steam_electric_generating_plant_statistics_large_plants_402_2023_c001436_plant_name_west_phoenix_1_combined_cycle | 286 | x | Arizona Public Service Company | 2023 | plant name: west phoenix 1 combined cycle |  |  |  | combined_cycle | semioutdoor | 1976 | 2003 | 132 | 86 | 4656 | 0 | 88 | 88 | 5 | 327358.155 | 4603 | 10530802 | 90517468 | 101052873 | 765552.1 | 391903 | 11576176 | 0 | 0 | 0 | 0 | 494973 | 516758 | 0 | 0 | 14084 | 360199 | 0 | 549270 | 0 | 13903363 | 42.5 | 0
31403 | steam_electric_generating_plant_statistics_large_plants_402_2023_c001436_plant_name_west_phoenix_2_comb_turbine | 286 | x | Arizona Public Service Company | 2023 | plant name: west phoenix 2 comb. turbine |  |  |  | internal_combustion | semioutdoor | 1973 | 1973 | 53 | 48 | 678 | 0 | 55 | 55 | 2 | 5723.275 | 12706 | 2743119 | 27742238 | 30498063 | 575435.2 | 0 | 202396 | 0 | 0 | 0 | 0 | 0 | 0 | 0 | 0 | 246 | 0 | 0 | 1113661 | 0 | 1316303 | 230 | 0
31400 | steam_electric_generating_plant_statistics_large_plants_402_2023_c001436_plant_name_west_phoenix_2_combined_cycle | 286 | x | Arizona Public Service Company | 2023 | plant name: west phoenix 2 combined cycle |  |  |  | combined_cycle | semioutdoor | 1976 | 2003 | 132 | 87 | 4941 | 0 | 88 | 88 | 6 | 342005.25 | 3872 | 4501920 | 80634051 | 85139843 | 644998.8 | 409438 | 12128066 | 0 | 0 | 0 | 0 | 517119 | 539880 | 0 | 0 | 14714 | 257496 | 0 | 769122 | 0 | 14635835 | 42.8 | 0
31399 | steam_electric_generating_plant_statistics_large_plants_402_2023_c001436_plant_name_west_phoenix_3_combined_cycle | 286 | x | Arizona Public Service Company | 2023 | plant name: west phoenix 3 combined cycle |  |  |  | combined_cycle | semioutdoor | 1976 | 2003 | 132 | 86 | 4422 | 0 | 88 | 88 | 9 | 336579.029 | 3866 | 5243462 | 79370179 | 84617507 | 641041.7 | 402942 | 12168070 | 0 | 0 | 0 | 0 | 508915 | 531314 | 0 | 0 | 14480 | 1457755 | 0 | 776796 | 0 | 15860272 | 47.1 | 0
31398 | steam_electric_generating_plant_statistics_large_plants_402_2023_c001436_plant_name_west_phoenix_4_combined_cycle | 286 | x | Arizona Public Service Company | 2023 | plant name: west phoenix 4 combined cycle |  |  |  | combined_cycle | semioutdoor | 2001 | 2003 | 136 | 109 | 4525 | 0 | 117 | 117 | 11 | 416053.179 | 32909 | 9557501 | 105007828 | 114598238 | 842634.1 | 498086 | 18418144 | 0 | 0 | 0 | 0 | 629082 | 656770 | 0 | 0 | 17899 | 1273770 | 0 | 1513476 | 44931 | 23052158 | 55.4 | 0
31397 | steam_electric_generating_plant_statistics_large_plants_402_2023_c001436_plant_name_west_phoenix_5_combined_cycle | 286 | x | Arizona Public Service Company | 2023 | plant name: west phoenix 5 combined cycle |  |  |  | combined_cycle | semioutdoor | 2003 | 2003 | 570 | 470 | 13768 | 0 | 506 | 506 | 17 | 1613568.337 | 18896 | 22647601 | 337466095 | 360132592 | 631811.6 | 1931713 | 68736792 | 0 | 0 | 0 | 0 | 2439751 | 2424045 | 0 | 0 | 69419 | 876776 | 0 | 5005195 | 1255112 | 82738803 | 51.3 | 0
31394 | steam_electric_generating_plant_statistics_large_plants_402_2023_c001436_plant_name_yucca_1_comb_turbine | 286 | x | Arizona Public Service Company | 2023 | plant name: yucca 1 comb. turbine |  |  |  | internal_combustion | semioutdoor | 1971 | 2008 | 24 | 19 | 660 | 0 | 19 | 19 | 1 | 9532.134 | 33986 | 1056246 | 7971723 | 9061955 | 377581.5 | 39580 | 652671 | 0 | 0 | 0 | 0 | 26782 | 9945 | 0 | 0 | 4132 | 4682 | 0 | 289803 | 0 | 1027595 | 107.8 | 0
31419 | steam_electric_generating_plant_statistics_large_plants_402_2023_c001436_plant_name_yucca_2_comb_turbine | 286 | x | Arizona Public Service Company | 2023 | plant name: yucca 2 comb. turbine |  |  |  | internal_combustion | semioutdoor | 1971 | 2008 | 24 | 19 | 557 | 0 | 19 | 19 | 1 | 8284.737 | 0 | 896863 | 7029021 | 7925884 | 330245.2 | 34401 | 544453 | 0 | 0 | 0 | 0 | 23043 | 8644 | 0 | 0 | 3591 | 4070 | 0 | 108735 | 0 | 726937 | 87.7 | 0
31408 | steam_electric_generating_plant_statistics_large_plants_402_2023_c001436_plant_name_yucca_3_comb_turbine | 286 | x | Arizona Public Service Company | 2023 | plant name: yucca 3 comb. turbine |  |  |  | internal_combustion | semioutdoor | 1973 | 2008 | 72 | 55 | 1460 | 0 | 55 | 55 | 4 | 55215.147 | 0 | 1158614 | 35574935 | 36733549 | 510188.2 | 229270 | 5220252 | 0 | 0 | 0 | 0 | 153575 | 57609 | 0 | 0 | 23935 | 29117 | 0 | 126036 | 108433 | 5948227 | 107.7 | 0
31410 | steam_electric_generating_plant_statistics_large_plants_402_2023_c001436_plant_name_yucca_4_comb_turbine | 286 | x | Arizona Public Service Company | 2023 | plant name: yucca 4 comb. turbine |  |  |  | internal_combustion | semioutdoor | 1974 | 2008 | 72 | 46 | 30 | 0 | 54 | 54 | 2 | 628.423 | 0 | 953113 | 18199550 | 19152663 | 266009.2 | 2609 | 601174 | 0 | 0 | 0 | 0 | 1748 | 7838 | 0 | 0 | 272 | 711 | 0 | 676951 | 35689 | 1326992 | 2111.6 | 0
31428 | steam_electric_generating_plant_statistics_large_plants_402_2023_c001436_plant_name_yucca_5_comb_turbine | 286 | x | Arizona Public Service Company | 2023 | plant name: yucca 5 comb. turbine |  |  |  | internal_combustion | semioutdoor | 2007 | 2008 | 61 | 48 | 2007 | 0 | 48 | 48 | 1 | 80762.905 | 13711 | 3583995 | 42922014 | 46519720 | 762618.4 | 335352 | 6194429 | 0 | 0 | 0 | 0 | 224634 | 84265 | 0 | 0 | 35010 | 39672 | 0 | 343495 | 14445 | 7271302 | 90 | 0
31396 | steam_electric_generating_plant_statistics_large_plants_402_2023_c001436_plant_name_yucca_6_comb_turbine | 286 | x | Arizona Public Service Company | 2023 | plant name: yucca 6 comb. turbine |  |  |  | internal_combustion | semioutdoor | 2007 | 2008 | 61 | 46 | 2036 | 0 | 48 | 48 | 1 | 81663.509 | 0 | 1638191 | 40522577 | 42160768 | 691160.1 | 339091 | 5038776 | 0 | 0 | 0 | 0 | 227139 | 85204 | 0 | 0 | 35401 | 43878 | 0 | 355707 | 30844 | 6156040 | 75.4 | 0
31426 | steam_electric_generating_plant_statistics_large_plants_402_2023_c001436_total | 286 | X | Arizona Public Service Company | 2023 | total | [21 empty] | 274239603 | 18396253 | 34492110 |  |  | 1338338 | 20659477 | 1755673 | 10408222 | 4834587 | 15695985 | 26263850 | 4036626 | 7021384 | 409029278
31762 | steam_electric_generating_plant_statistics_large_plants_402_2023_c000379_boulder_park | 182 | x | Avista Corporation | 2023 | boulder park |  |  |  | internal_combustion | conventional | 2002 | 2002 | 25 | 26 | 3221 | 25 | 0 | 0 | 2 | 63905 | 144733 | 1312452 | 32775846 | 34233031 | 1369320 | 24753 | 1982207 |  | 0 | 0 | 0 | 246972 | 30548 | 0 | 0 | 66187 | 2577 | 0 | 537456 | 131656 | 3022356 | 50 | 0
31761 | steam_electric_generating_plant_statistics_large_plants_402_2023_c000379_colstrip | 182 | x | Avista Corporation | 2023 | colstrip |  |  |  | steam | conventional | 1984 | 1984 | 233 | 228 | 8758 | 222 | 222 | 222 | 252 | 1641846 | 1289395 | 111860988 | 220053648 | 350343741 | 1503620 | 74600 | 34049395 |  | 3592098 | 0 | 0 | -144667 | 5887656 | 0 | 0 | 274399 | 744875 | 5125679 | 632517 | 901840 | 51138392 | 30 | 17139710
31760 | steam_electric_generating_plant_statistics_large_plants_402_2023_c000379_coyote_springs_2 | 182 | x | Avista Corporation | 2023 | coyote springs 2 |  |  |  | combustion_turbine |  | 2003 | 2003 | 286 | 319 | 8011 | 322 | 322 | 322 | 32 | 2265353 | 0 | 11800944 | 192808126 | 204960752 | 716650 | 660721 | 46437759 |  | 0 | 0 | 0 | 3281653 | 594939 | 103105 | 0 | 295267 | 89483 | 0 | 1248997 | 651821 | 53363745 | 20 | 351682
31759 | steam_electric_generating_plant_statistics_large_plants_402_2023_c000379_kettle_falls | 182 | x | Avista Corporation | 2023 | kettle falls |  |  |  | steam | conventional | 1983 | 1983 | 51 | 95 | 7209 | 54 | 54 | 54 | 26 | 308291 | 2568188 | 29619893 | 113479534 | 145991402 | 2862580 | 102576 | 11997451 |  | 629880 | 0 | 0 | 896152 | 481021 | 0 | 0 | 99377 | 125790 | 1964813 | 217091 | 443266 | 16957417 | 60 | 323787
31763 | steam_electric_generating_plant_statistics_large_plants_402_2023_c000379_rathdrum | 182 | x | Avista Corporation | 2023 | rathdrum |  |  |  | combustion_turbine |  | 1995 | 1995 | 167 | 172 | 6063 | 167 | 0 | 0 | 1 | 779307 | 621682 | 3739982 | 61667377 | 66029041 | 395380 | 23440 | 28638414 |  | 0 | 0 | 0 | 232300 | 23881 | 0 | 0 | 83153 | 46898 | 0 | 143872 | 51734 | 29243692 | 40 | 0
31758 | steam_electric_generating_plant_statistics_large_plants_402_2023_c000379_spokane_ne | 182 | x | Avista Corporation | 2023 | spokane n.e. |  |  |  | combustion_turbine |  | 1978 | 1978 | 62 | 53 | 3 | 65 | 0 | 0 | 1 | 112 | 138753 | 746178 | 13596464 | 14481395 | 233570 | 22796 | -4255 |  | 0 | 0 | 0 | 25137 | 9010 | 0 | 0 | 28570 | 91 | 0 | 31300 | 16945 | 129594 | 1160 | 0
31757 | steam_electric_generating_plant_statistics_large_plants_402_2023_c000379_total | 182 | X | Avista Corporation | 2023 | total | [21 empty] | 46052299 | 0 | 4221985 | 0 | 0 | 754146 | 6447460 | 0 | 662437 | 408706 | 869388 | 7090052 | 849384 | 1345536 | 68878542
31517 | steam_electric_generating_plant_statistics_large_plants_402_2023_c001421_ben_french_diesel | 285 | x | Black Hills Power, Inc. | 2023 | ben french diesel |  |  |  | internal_combustion | conventional | 1965 | 1965 | 10 | 10 | 811 | 10 |  |  |  | -395.52 |  |  | 2313021 | 2313021 | 231302 | 11029 | 5614 |  |  |  |  | 17311 | 131 |  |  | 238 |  |  | 64227 |  | 98550
31519 | steam_electric_generating_plant_statistics_large_plants_402_2023_c001421_ben_french_station | 285 | x | Black Hills Power, Inc. | 2023 | ben french station |  |  |  | combustion_turbine | conventional | 1977 | 1979 | 100 | 98 | 206 | 80 |  |  |  | 3479.632 | 7554 | 1458009 | 21376856 | 22842419 | 228424 | 212516 | 563674 |  |  |  |  | 86377 | 131 |  |  | 4706 |  |  | 356158 |  | 1223562 | 351.6
31513 | steam_electric_generating_plant_statistics_large_plants_402_2023_c001421_cheyenne_prairie_generating_station | 285 | x | Black Hills Power, Inc. | 2023 | cheyenne prairie generating station |  |  |  | combined_cycle | conventional | 2014 | 2014 | 58 | 55 | 5680 | 60 |  |  | 18 | 257529.5 | 2355715 | 5832297 | 111286878 | 119474890 | 2059912 | 585713 | 9609531 |  |  |  |  | 730742 |  | 782071 |  | 5406 | 807 |  | 731788 |  | 12446058 | 48.3
31516 | steam_electric_generating_plant_statistics_large_plants_402_2023_c001421_lange_ct | 285 | x | Black Hills Power, Inc. | 2023 | lange ct |  |  |  | combustion_turbine | conventional | 2002 | 2002 | 40 | 38 | 1477 | 38 |  |  |  | 38170.02 | 2705 | 614225 | 31311615 | 31928545 | 798214 | 84194 | 1327630 |  |  |  |  | 117113 | 131 | 584574 |  | 1192 |  |  | 457693 |  | 2572527 | 67.4
31518 | steam_electric_generating_plant_statistics_large_plants_402_2023_c001421_neil_simpson_ct_1 | 285 | x | Black Hills Power, Inc. | 2023 | neil simpson ct #1 |  |  |  | combustion_turbine | conventional | 2000 | 2000 | 40 | 37 | 2739 | 37 |  |  |  | 73088 |  | 344085 | 33251678 | 33595763 | 839894 | 106225 | 3413917 |  |  |  |  | 260178 |  | 880315 |  |  | 621 |  | 157470 |  | 4818726 | 65.9
31515 | steam_electric_generating_plant_statistics_large_plants_402_2023_c001421_neil_simpson_unit_2 | 285 | x | Black Hills Power, Inc. | 2023 | neil simpson unit 2 |  |  |  | steam | conventional | 1995 | 1995 | 90 | 84 | 8156 | 80 | 80 | 80 | 40 | 612636 | 117401 | 33724889 | 154726400 | 188568690 | 2095208 | 320663 | 9889738 |  | 805525 |  |  | 365655 | 607509 | 1227619 |  | 538180 | 377361 | 2726297 | 683073 | 19407 | 17561027 | 28.7
31520 | steam_electric_generating_plant_statistics_large_plants_402_2023_c001421_total | 285 | X | Black Hills Power, Inc. | 2023 | total | [21 empty] | 23244582 |  | 1508409 | 0 | 0 | 608529 | 1495317 | 3345937 | 0 | 861149 | 679641 | 5201051 | 1279924 | 33201 | 39805143
31514 | steam_electric_generating_plant_statistics_large_plants_402_2023_c001421_wygen_3 | 285 | x | Black Hills Power, Inc. | 2023 | wygen 3 |  |  |  | steam | conventional | 2010 | 2010 | 60.3 | 54 | 8368 | 54 | 54 | 54 | 36 | 394948 |  | 10850643 | 131340549 | 142191192 | 2358063 | 195095 | 6344916 |  | 420529 |  |  | 242874 | 337594 | 2118318 |  | 252981 | 302280 | 1343541 | 367417 | 11507 | 11937052 | 30.2
31512 | steam_electric_generating_plant_statistics_large_plants_402_2023_c001421_wyodak | 285 | X | Black Hills Power, Inc. | 2023 | wyodak |  |  |  | steam | conventional | 1978 | 1978 | 80.5 | 69 | 7722 | 67 | 67 | 67 | 110 | 494371 | 109191 | 9136528 | 112047824 | 121293543 | 1506752 | 1020824 | 7009926 |  | 281777 |  |  |  | 549334 |  |  | 23951 |  | 1143742 | 226456 | 2287 | 10258297 | 20.8
32887 | steam_electric_generating_plant_statistics_large_plants_402_2023_c001696_airport_diesel | 309 | x | Black Hills/Colorado Electric Utility Company, LP | 2023 | airport diesel |  |  |  | internal_combustion | conventional | 1964 | 2001 | 10 | 10 | 15 | 10 |  |  |  | -336.619 | 93354 | 75902 | 4570831 | 4740087 | 474009 | 8904 | 7788 |  |  |  |  | 1036 |  |  |  | 18389 | 55330 |  | 19027 |  | 110474
32888 | steam_electric_generating_plant_statistics_large_plants_402_2023_c001696_pueblo_airport_generating_station_unit_6 | 309 | x | Black Hills/Colorado Electric Utility Company, LP | 2023 | pueblo airport generating station- unit 6 |  |  |  | combustion_turbine | conventional | 2016 | 2016 | 42 | 40 | 479 | 40 |  |  | 4 | 15078.571 | 99083 |  | 59132044 | 59231127 | 1410265 | 31209 | 800283 |  |  |  |  | 325793 | [6 empty] | 74104 |  | 1231389 | 81.7
32889 | steam_electric_generating_plant_statistics_large_plants_402_2023_c001696_pueblo_airport_generation_station_unit_1__2 | 309 | x | Black Hills/Colorado Electric Utility Company, LP | 2023 | pueblo airport generation station- unit 1 & 2 |  |  |  | combustion_turbine | conventional | 2012 | 2012 | 200 | 180 | 6371 | 180 |  |  | 10 | 413523 | 6330771 | 14502330 | 218807088 | 239640189 | 1198201 | 277998 | 15224364 |  |  |  |  | 1350460 |  |  | 350 |  |  |  | 2117509 |  | 18970681 | 45.9
32890 | steam_electric_generating_plant_statistics_large_plants_402_2023_c001696_pueblo_diesels | 309 | x | Black Hills/Colorado Electric Utility Company, LP | 2023 | pueblo diesels |  |  |  | internal_combustion | conventional | 1964 | 1964 | 10 | 10 | 32 | 10 |  |  |  | -292.35 | 12618 | 169131 | 2006908 | 2188657 | 218866 | 9229 | 18109 |  |  |  |  | 1569 |  |  |  | 18495 | 31022 |  | 31268 |  | 109692
31765 | steam_electric_generating_plant_statistics_large_plants_402_2023_c001025_coxsackie | 246 | x | CENTRAL HUDSON GAS & ELECTRIC CORPORATION | 2023 | coxsackie |  |  |  | combustion_turbine | conventional | 1969 | 1969 | 21.25 | 23 | 31 | 23 |  | 23 |  | 521 |  | 206460 | 1803372 | 2009832 | 94580.3 |  | 145759 | [13 empty] | 145759 | 279.8
31764 | steam_electric_generating_plant_statistics_large_plants_402_2023_c001025_south_cairo | 246 | x | CENTRAL HUDSON GAS & ELECTRIC CORPORATION | 2023 | south cairo |  |  |  | combustion_turbine | conventional | 1974 | 1974 | 21.25 | 21 | 9 | 21 |  | 21 |  | 113 | 11192 | 230497 | 2155495 | 2397184 | 112808.7 |  | 61029 | [13 empty] | 61029 | 540.1
32837 | steam_electric_generating_plant_statistics_large_plants_402_2023_c001454_clfp_42_share_pb1_cheyenne_prairie_generating_station | 289 | x | Cheyenne Light, Fuel and Power Company | 2023 | clfp 42% share pb1 cheyenne prairie generating station |  |  |  | combined_cycle | conventional | 2014 | 2014 | 42 | 40 | 5680 | 40 |  |  | 12 | 148086.7 |  | 300791 | 47567851 | 47868642 | 1139730 | 423222 | 2824749 |  |  |  |  | 448568 |  | 566327 |  | 3915 | 585 |  | 529915 |  | 4797281 | 32.4
32840 | steam_electric_generating_plant_statistics_large_plants_402_2023_c001454_total | 289 | X | Cheyenne Light, Fuel and Power Company | 2023 | total | [21 empty] | 11207466 |  | 771980 |  |  | 448085 | 601433 | 1918104 |  | 522545 | 400692 | 2696399 | 449483 | 18905 | 19357083
32838 | steam_electric_generating_plant_statistics_large_plants_402_2023_c001454_unit_02a_cheyenne_prairie_generating_station | 289 | x | Cheyenne Light, Fuel and Power Company | 2023 | unit 02a cheyenne prairie generating station |  |  |  | combustion_turbine | conventional | 2014 | 2014 | 40 | 37 | 504 | 37 |  |  | 12 | 17165.179 |  | 81293 | 34851574 | 34932867 | 873322 | 404082 | -1056425 |  |  |  |  | 198938 |  | 674204 | 3347 | 540 |  | 266150 |  |  | 490836 | 28.6
32839 | steam_electric_generating_plant_statistics_large_plants_402_2023_c001454_wygen_2 | 289 | x | Cheyenne Light, Fuel and Power Company | 2023 | wygen 2 |  |  |  | steam | conventional | 2008 | 2008 | 95 | 90 | 8239 | 90 | 90 | 90 | 30 | 663372 |  | 11351740 | 186814847 | 198166587 | 2085964 | 317498 | 11192899 |  | 772212 |  |  | 448085 | 601226 | 1918104 |  | 541108 | 399402 | 2701004 | 450684 | 18905 | 19361127 | 29.2
32068 | steam_electric_generating_plant_statistics_large_plants_402_2023_c011100_beluga | 393 | x | Chugach Electric Association, Inc. | 2023 | beluga |  |  |  | combustion_turbine | conventional | 1968 | 1986 | 332 | 72.9 | 197 | 332 |  |  | 15 | 526 | 422664 | 32504338 | 99922860 | 132849862 |  | 168124 | 1186825 |  |  |  |  | 3107741 |  |  |  | 615422 | 197545 |  | 3557396 |  | 8833053 | 16792.9
32065 | steam_electric_generating_plant_statistics_large_plants_402_2023_c011100_igt | 393 | x | Chugach Electric Association, Inc. | 2023 | igt |  |  |  | combustion_turbine | conventional | 1964 | 1970 | 28.2 | [5 empty] | 3 |  |  | 13736 | 2494331 | 2508067 |  | 252 | [5 empty] | 15947 |  |  |  | 299 |  |  | 1713 |  | 18211
32066 | steam_electric_generating_plant_statistics_large_plants_402_2023_c011100_nikkels | 393 | x | Chugach Electric Association, Inc. | 2023 | nikkels |  |  |  | combustion_turbine | conventional | 1962 | 2007 | 66.5 | 30.2 | 1859 | 66 |  |  | 6 | 37067 | 86950 | 9710690 | 42959724 | 52757364 |  | 41950 | 2120123 |  |  |  |  | 1023113 |  |  |  | 493962 | 94139 |  | 1373850 |  | 5147137 | 138.9
32067 | steam_electric_generating_plant_statistics_large_plants_402_2023_c011100_spp | 393 | x | Chugach Electric Association, Inc. | 2023 | spp |  |  |  | combustion_turbine | conventional | 2013 | 2013 | 200.2 | 191.8 | 8475 | 200 |  |  | 14 | 905305 | 4862313 | 75640968 | 292412805 | 372916086 |  | 189070 | 40305804 |  | 12566 |  |  | 4160303 |  |  |  | 392262 | 22361 | 18033 | 8878713 |  | 53979112 | 59.6
32069 | steam_electric_generating_plant_statistics_large_plants_402_2023_c011100_sullivan | 393 | x | Chugach Electric Association, Inc. | 2023 | sullivan |  |  |  | combustion_turbine | conventional | 1975 | 2016 | 293.5 | 209.7 | 8491 | 293 |  |  | 18 | 867847 | 5129 | 76218254 | 314425510 | 390648893 |  | 162517 | 37858342 |  | 760752 |  |  | 4570474 |  |  |  | 866356 | 193954 | 80713 | 7300701 |  | 51793809 | 59.7
32064 | steam_electric_generating_plant_statistics_large_plants_402_2023_c011100_total | 393 | X | Chugach Electric Association, Inc. | 2023 | total | [27 empty] | 773318 |  |  |  |  | 98746 | 1367268 |  | 2239332
31648 | steam_electric_generating_plant_statistics_large_plants_402_2023_c000447_acadia_unit_1 | 185 | x | Cleco Power LLC | 2023 | acadia unit 1 |  |  |  | combined_cycle | outdoor | 2002 | 2002 | 694.6 | 543 | 7095 | 535 | 535 | 535 | 36 | 2790387 | 1388809 | 29521323 | 256024007 | 287056809 | 413269.2 | 866780 | 66026572 |  | 828208 |  |  | 1184097 | 804445 |  |  | 936501 | 38157 | 1267653 | 884342 | 1276191 | 74112945 | 26.6 | 122670
31649 | steam_electric_generating_plant_statistics_large_plants_402_2023_c000447_coughlin | 185 | x | Cleco Power LLC | 2023 | coughlin |  |  |  | combined_cycle | outdoor | 1961 | 2000 | 922.8 | 738 | 13701 | 729 | 729 | 729 | 34 | 3964009 | 436462 | 7369521 | 315263111 | 323279986 | 350325.1 | 1057308 | 97432190 | 0 | 1798586 | 0 | 0 | 1077286 | 1058787 | 0 | 0 | 1327257 | 150330 | 1489391 | 2323685 | 2314988 | 110029808 | 27.8 | 210892
31644 | steam_electric_generating_plant_statistics_large_plants_402_2023_c000447_dolet_hills_power_station | 185 | x | Cleco Power LLC | 2023 | dolet hills power station |  |  |  | steam | outdoor | 1986 | 1986 | 720.7 | 0 | 0 | 0 | 0 | 0 | 0 | 0 | 0 | 0 | 0 | 0 | 0 | 0 | 0 | 0 | 0 | 0 | 0 | 0 | 0 | 0 | 0 | 0 | 0 | 0 | 0 | 0 | 0 | 0 | 0
31645 | steam_electric_generating_plant_statistics_large_plants_402_2023_c000447_madison_unit_3 | 185 | x | Cleco Power LLC | 2023 | madison unit 3 |  |  |  | steam | outdoor | 2010 | 2010 | 703.8 | 629 | 2825 | 637 | 637 | 637 | 81 | 1147498 | 467177 | 68563041 | 987779030 | 1064561830 | 1512591.4 | 744968 | 80960226 |  | 4048896 |  |  | 2302352 | 1130506 |  |  | 1058097 | 326190 | 6498695 | 562150 | 1611188 | 99243267 | 86.5 | 7752582
31642 | steam_electric_generating_plant_statistics_large_plants_402_2023_c000447_nesbitt_unit_1 | 185 | x | Cleco Power LLC | 2023 | nesbitt unit 1 |  |  |  | steam | outdoor | 1975 | 1975 | 445.5 | 417 | 6458 | 417 | 417 | 417 | 32 | 1385858 | 2279491 | 18489088 | 84921590 | 105973273 | 237874.9 | 475311 | 35576705 |  | 437372 |  |  | 344973 | 1039364 |  | -2 | 798218 | 100345 | 721923 | 367396 | 921455 | 40783060 | 29.4 | 283104
31643 | steam_electric_generating_plant_statistics_large_plants_402_2023_c000447_rodemacher_unit_2 | 185 | x | Cleco Power LLC | 2023 | rodemacher unit 2 |  |  |  | steam | outdoor | 1982 | 1982 | 558 | 150 | 7713 | 149 | 149 | 149 | 51 | 590641 | 181099 | 17374676 | 132989096 | 153304356 | 274739 | 246734 | 21772976 |  | 539617 |  |  | 417953 | 539051 |  | -3 | 432105 | 97273 | 1870035 | 77405 | 659017 | 26652162 | 45.1 | 2759485
31647 | steam_electric_generating_plant_statistics_large_plants_402_2023_c000447_st_marys | 185 | x | Cleco Power LLC | 2023 | st. mary's |  |  |  | steam | outdoor | 2019 | 2019 | 50.9 | 43 | 8383 | 43 | 43 | 43 | 7 | 218827 | 0 | 2841638 | 121726571 | 124584696 | 2447636.5 | 381545 | 2311923 | 0 | 1365659 | 0 | 0 | 317851 | 291597 | 0 | 0 | 478631 | 31992 | 212627 | 148452 | 94741 | 5635017 | 25.8 | 16487
31641 | steam_electric_generating_plant_statistics_large_plants_402_2023_c000447_teche_unit_3 | 185 | x | Cleco Power LLC | 2023 | teche unit 3 |  |  |  | steam | outdoor | 1953 | 1971 | 348.5 | 250 | 1251 | 250 | 250 | 250 | 16 | 172336 | 114895 | 5599602 | 62767495 | 68616810 | 196891.9 | 601150 | 6238382 |  | 527750 |  |  | 478803 | 1745384 |  |  | 282341 | 57898 | 664619 | 329843 | 498132 | 11424302 | 66.3 | 134818
31650 | steam_electric_generating_plant_statistics_large_plants_402_2023_c000447_teche_unit_4 | 185 | x | Cleco Power LLC | 2023 | teche unit 4 |  |  |  | internal_combustion | outdoor | 2011 | 2011 | 42.2 | 38 | 44 | 35 | 35 | 35 | 0 | 1104 | 0 | 6137026 | 25366917 | 31653393 | 750080.4 | 28495 | 15885 | 0 | 702 | 0 | 0 | 104211 | 4326 | 0 | 0 | 2192 | 11189 | 3300 | 174758 | 30759 | 375816 | 340.4 | 149450
31646 | steam_electric_generating_plant_statistics_large_plants_402_2023_c000447_total | 185 | X | Cleco Power LLC | 2023 | total | [21 empty] | 331237701 |  | 9522931 | 2311923 |  | 6227526 | 6953452 |  | -12 | 5315342 | 796993 | 12708826 | 4868315 | 7551307 | 391907114
32725 | steam_electric_generating_plant_statistics_large_plants_402_2023_c001016_total | 243 | X | Connecticut Light and Power Company, The | 2023 | total | [29 empty] | -7408479 | [5 empty] | -7408479
32055 | steam_electric_generating_plant_statistics_large_plants_402_2023_c000134_59th_st_gt1 | 159 | x | Consolidated Edison Company of New York, Inc. | 2023 | 59th st gt-1 |  |  |  | combustion_turbine |  | 1969 | 1969 | 17 | 22 | 49 |  |  |  | 63 | 612.002 |  | 4900551 | 7210669 | 12111220 | 712000 | [13 empty] | 314 |  | 314
32056 | steam_electric_generating_plant_statistics_large_plants_402_2023_c000134_74th_st_gt_1__2 | 159 | x | Consolidated Edison Company of New York, Inc. | 2023 | 74th st gt 1 & 2 |  |  |  | combustion_turbine |  | 1968 | 1968 | 38 | 42 | 14 |  |  |  | 88 | 176 |  | 3485345 | 11849911 | 15335256 | 404000 | [11 empty] | 3169 |  | 86478 |  | 89647
32053 | steam_electric_generating_plant_statistics_large_plants_402_2023_c000134_east_river_67 | 159 | x | Consolidated Edison Company of New York, Inc. | 2023 | east river 6&7 |  |  |  | steam |  | 1951 | 1955 | 317 | 337 | 10284 |  |  |  | 120 | 1056618.4 | 4331202 | 194012818 | 505403153 | 703747173 | 2220000 |  | 51666363 |  | 5954087 |  |  | 129174 | 6022608 |  |  | 10715298 | 2367208 | 4473761 | 22628336 | 2621451 | 106578286
32054 | steam_electric_generating_plant_statistics_large_plants_402_2023_c000134_hudson_ave_gt_34__5 | 159 | x | Consolidated Edison Company of New York, Inc. | 2023 | hudson ave gt 3,4 & 5 |  |  |  | combustion_turbine |  | 1970 | 1970 | 48 | 52 | 0 |  |  |  |  | 281.82 | 308261 | 43306 | 17928014 | 18279581 | 381000
32052 | steam_electric_generating_plant_statistics_large_plants_402_2023_c000134_total | 159 | X | Consolidated Edison Company of New York, Inc. | 2023 | total | [21 empty] | 157013081 |  | 6761370 |  | 76417 | 129823 | 6030592 | 69319992 | 24766800 | 7050711 | 2367208 | 4473761 | 13970230 | 2622553 | 305647344
31337 | steam_electric_generating_plant_statistics_large_plants_402_2023_c000191_campbell_1_2 | 163 | x | Consumers Energy Company | 2023 | campbell 1 &2 |  |  |  | steam | conventional | 1962 | 1967 | 644.04 | 544.578 | 7720 |  | 616 | 545 | 140 | 2025093.6 | 1949688 | 103857627 | 1007367734 | 1113175049 | 1728425.3 | 2753347 | 69953680 |  | 4095344 |  |  | 3577852 | 3359030 |  |  | 1234639 | 1627262 | 5148306 | 623857 | 326344 | 92699661 | 45.8
31340 | steam_electric_generating_plant_statistics_large_plants_402_2023_c000191_campbell_3_ceco | 163 | x | Consumers Energy Company | 2023 | campbell 3 (ceco) |  |  |  | steam | conventional | 1980 | 1980 | 855.43 | 788.544 | 6348 |  | 785 | 789 | 0 | 4260012.9 | 1748580 | 247958414 | 1502374581 | 1752081575 | 2048188.1 | 2489507 | 125107669 |  | 6190413 |  |  | 2608150 | 3966074 |  |  | 1505894 | 646294 | 8168181 | 1084707 | 653847 | 152420736 | 35.8 | 0
31335 | steam_electric_generating_plant_statistics_large_plants_402_2023_c000191_campbell_3_total | 163 | x | Consumers Energy Company | 2023 | campbell 3 (total) |  |  |  | steam | conventional | 1980 | 1980 | 916.76 | 844.807 | 6348 |  | 841 | 846 | 113 | 4589678.9 | 1815499 | 265452872 | 1601382975 | 1868651346 | 2038321.2
31343 | steam_electric_generating_plant_statistics_large_plants_402_2023_c000191_covert | 163 | x | Consumers Energy Company | 2023 | covert |  |  |  | combined_cycle | outdoor | 2004 | 2004 | 1288.77 | 1204.329 | 5108 | 0 | 1089 | 1200 | 1 | 4654454.2 | 1060000 | 62135248 | 605078584 | 668273832 | 518536.1 | 1958562 | 82623802 |  |  |  |  | 483672 |  |  |  | 1927460 | 459051 |  | 2802482 | 7984 | 90263013 | 19.4
31342 | steam_electric_generating_plant_statistics_large_plants_402_2023_c000191_jackson_gas_plant | 163 | x | Consumers Energy Company | 2023 | jackson gas plant |  |  |  | combustion_turbine | outdoor | 2002 | 2002 | 653.18 | 558.576 | 5283 |  | 538 | 560 | 27 | 1936705.3 | 1800000 | 44078903 | 411454389 | 457333292 | 700164.3 | 1032887 | 46050479 |  |  |  |  | 2970866 | 83891 | 1759 |  | 430913 | 1151 |  | 5211042 | 3588 | 55786576 | 28.8
31338 | steam_electric_generating_plant_statistics_large_plants_402_2023_c000191_karn_1__2 | 163 | x | Consumers Energy Company | 2023 | karn 1 & 2 |  |  |  | steam | conventional | 1959 | 1961 | 544 | 464.367 | 2612 |  | 0 | 0 | 49 | 598718 | 178947 |  |  | 178947 | 328.9 | 475080 | 20990682 |  | 3649987 |  |  | 1966006 | 4263845 |  |  | 1636119 | 1220044 | 1216907 | 101713 | 17530 | 35537913 | 59.4
31339 | steam_electric_generating_plant_statistics_large_plants_402_2023_c000191_karn_3__4 | 163 | x | Consumers Energy Company | 2023 | karn 3 & 4 |  |  |  | steam | conventional | 1975 | 1977 | 1402.25 | 609.406 | 413 |  | 1200 | 1240 | 39 | 14459 | 50885 | 49142532 | 354287645 | 403481062 | 287738.3 | 1528610 | 9645815 |  | 1947391 |  |  | 1955624 | 1813494 |  |  | 1212988 | 390284 | 1394004 | 604973 | 84667 | 20577850 | 1423.2
31336 | steam_electric_generating_plant_statistics_large_plants_402_2023_c000191_total | 163 | X | Consumers Energy Company | 2023 | total | [21 empty] | 225697846 |  | 15883136 |  |  | 10107632 | 13402449 |  |  | 5589638 | 3883885 | 15927397 | 2415250 | 1082388 | 301236163
31341 | steam_electric_generating_plant_statistics_large_plants_402_2023_c000191_zeeland | 163 | x | Consumers Energy Company | 2023 | zeeland |  |  |  | combined_cycle | outdoor | 2001 | 2002 | 968.15 | 947.346 | 7910 |  | 843 | 932 | 25 | 4617406.7 | 1372614 | 39928200 | 373022323 | 414323137 | 427953.5 | 1210283 | 92883789 |  |  |  |  | 2810265 | 2011439 |  |  | 511098 | 109 |  | 4132946 |  | 103559929 | 22.4
31568 | steam_electric_generating_plant_statistics_large_plants_402_2023_c000415_belle_river_total | 184 | x | DTE Electric Company | 2023 | belle river (total) |  |  |  | steam | conventional | 1984 | 1985 | 1395 | 1257 | 8129 | 1270 | 1270 | 1270 | 261 | 5853877 | [5 empty] | 1915037 | 160159810 |  | 3051634 |  |  | 2051008 | 9160379 |  |  |  | 1497576 | 11456639 | 1355278 | 2363488 | 193010849 | 33
31566 | steam_electric_generating_plant_statistics_large_plants_402_2023_c000415_belle_river_dte81 | 184 | x | DTE Electric Company | 2023 | belle river dte-81% |  |  |  | steam | conventional | 1984 | 1985 | 1135.4 | 1023 | 8129 | 1034 | 1034 | 1034 | 261 | 4764470.49 | 1752040 | 399292360 | 1571078236 | 1996679046 | 1758568.8 | 1915037 | 128710105 |  | 3051634 |  |  | 2051008 | 4320454 |  |  |  | 1497576 | 8100383 | 1355278 | 2363488 | 153364963 | 32.2 | 24556410
31552 | steam_electric_generating_plant_statistics_large_plants_402_2023_c000415_belle_river_gas_pkr | 184 | x | DTE Electric Company | 2023 | belle river gas pkr |  |  |  | combustion_turbine | outdoor | 1999 | 1999 | 256 | 258 | 1063 | 278 | 224 | 278 | 0 | 152846 |  | 702156 | 112241312 | 112943468 | 441185.4 |  | 4658695 | [13 empty] | 4658695 | 30.5
31569 | steam_electric_generating_plant_statistics_large_plants_402_2023_c000415_belle_river_oil_pkr | 184 | x | DTE Electric Company | 2023 | belle river oil pkr |  |  |  | internal_combustion | outdoor | 1981 | 1981 | 13 | 13 | 9 | 14 | 14 | 14 | 0 | -329 |  | 529100 | 2920593 | 3449693 | 265361 |  | 58511 | [13 empty] | 58511 | -177.8
31561 | steam_electric_generating_plant_statistics_large_plants_402_2023_c000415_blue_water_energy_center | 184 | x | DTE Electric Company | 2023 | blue water energy center |  |  |  | combined_cycle | conventional | 2022 | 2022 | 1267.4 | 1204 | 7781 | 1189 | 1143 | 1189 | 38 | 8216647 | 0 | 195841872 | 730816205 | 926658077 | 731148.9 | 0 | 172948477 | 0 | 0 | 0 | 0 | 0 | 0 | 0 | 0 | 0 | 0 | 0 | 0 | 0 | 172948477 | 21 | 0
31548 | steam_electric_generating_plant_statistics_large_plants_402_2023_c000415_colfax_peaker | 184 | x | DTE Electric Company | 2023 | colfax peaker |  |  |  | internal_combustion | outdoor | 1969 | 1969 | 13 | 14 | 33 | 14 | 14 | 14 | 0 | -239 |  | 18115 | 2247955 | 2266070 | 174313.1 |  | 3418 | [13 empty] | 3418 | -14.3
31557 | steam_electric_generating_plant_statistics_large_plants_402_2023_c000415_dean_peaker | 184 | x | DTE Electric Company | 2023 | dean peaker |  |  |  | combustion_turbine | outdoor | 2002 | 2002 | 347.1 | 326 | 2298 | 384 | 312 | 384 | 0 | 589084 | 1251530 | 2801080 | 145807432 | 149860042 | 431748.9 |  | 18240484 | [13 empty] | 18240484 | 31
31562 | steam_electric_generating_plant_statistics_large_plants_402_2023_c000415_dearborn_energy_center | 184 | x | DTE Electric Company | 2023 | dearborn energy center |  |  |  | combined_cycle | conventional | 2017 | 2019 | 35 | 33 | 8755 | 35 | 35 | 35 | 10 | 140286 | [6 empty] | 9249477 | [13 empty] | 9249477 | 65.9
31550 | steam_electric_generating_plant_statistics_large_plants_402_2023_c000415_delray_peaker | 184 | x | DTE Electric Company | 2023 | delray peaker |  |  |  | combustion_turbine | outdoor | 1999 | 1999 | 154.3 | 145 | 244 | 159 | 127 | 159 | 0 | 21398 |  | 1246893 | 57703031 | 58949924 | 382047.5 |  | 1943862 | [13 empty] | 1943862 | 90.8
31549 | steam_electric_generating_plant_statistics_large_plants_402_2023_c000415_enrico_fermi_peaker | 184 | x | DTE Electric Company | 2023 | enrico fermi peaker |  |  |  | combustion_turbine | outdoor | 1966 | 1966 | 64 | 23 | 65 | 75 | 51 | 75 | 0 | 52 |  | 17797 | 12843819 | 12861616 | 200962.8 |  | 250295 | [13 empty] | 250295 | 4813.4
31565 | steam_electric_generating_plant_statistics_large_plants_402_2023_c000415_fermi_2 | 184 | x | DTE Electric Company | 2023 | fermi 2 |  |  |  | nuclear | conventional | 1988 | 1988 | 1217 | 1168 | 8303 | 1161 | 1141 | 1161 | 709 | 9355990 |  | 287015203 | 1438261366 | 1953370591 | 1605070.3 | 9329815 | 59449467 | 3307115 | 12459284 |  |  | 3959652 | 57637673 |  |  | 13592169 | 18972141 | 33942746 | 15487990 | 15204267 | 243342319 | 26 | 228094022
31563 | steam_electric_generating_plant_statistics_large_plants_402_2023_c000415_greenwood_ec | 184 | x | DTE Electric Company | 2023 | greenwood ec |  |  |  | steam | conventional | 1979 | 1979 | 815.4 | 791 | 3113 | 785 | 785 | 785 | 56 | 897143 | 3235620 | 88198782 | 330943843 | 423825035 | 519775.6 | 510270 | 26400808 |  | 161703 |  |  | 116453 | 4824198 |  |  |  | 286891 | 1133583 | 250270 | 1551807 | 35235983 | 39.3 | 1446790
31554 | steam_electric_generating_plant_statistics_large_plants_402_2023_c000415_greenwood_peaker | 184 | x | DTE Electric Company | 2023 | greenwood peaker |  |  |  | combustion_turbine | outdoor | 1999 | 1999 | 237.3 | 261 | 773 | 278 | 224 | 278 | 0 | 128358 |  | 512869 | 83415145 | 83962201 | 353823 |  | 4237338 | [13 empty] | 4237338 | 33 | 34187
31553 | steam_electric_generating_plant_statistics_large_plants_402_2023_c000415_hancock_peaker | 184 | x | DTE Electric Company | 2023 | hancock peaker |  |  |  | combustion_turbine | outdoor | 1967 | 1970 | 121.5 | 93 | 45 | 124 | 93 | 124 | 0 | 24236 |  | 128167 | 16729566 | 16857733 | 138746.8 |  | 22165 | [13 empty] | 22165 | 0.9
31564 | steam_electric_generating_plant_statistics_large_plants_402_2023_c000415_monroe | 184 | x | DTE Electric Company | 2023 | monroe |  |  |  | steam | conventional | 1971 | 1974 | 3279.6 | 3027 | 8760 | 3086 | 3066 | 3086 | 410 | 11475290 | 3958006 | 566939722 | 3723639376 | 4568681670 | 1393060.6 | 1853811 | 329669966 |  | 10419038 |  |  | 25896 | 3175912 |  |  |  | 3163981 | 29982619 | 4897528 | 24651060 | 407839811 | 35.5 | 274144566
31546 | steam_electric_generating_plant_statistics_large_plants_402_2023_c000415_monroe_peaker | 184 | x | DTE Electric Company | 2023 | monroe peaker |  |  |  | internal_combustion | outdoor | 1969 | 1969 | 13 | 12 | 11 | 14 | 14 | 14 | 0 | -252 |  | 140359 | 1617317 | 1757676 | 135205.8 |  | 34279 | [13 empty] | 34279 | -136
31560 | steam_electric_generating_plant_statistics_large_plants_402_2023_c000415_northeast_peaker | 184 | x | DTE Electric Company | 2023 | northeast peaker |  |  |  | combustion_turbine | outdoor | 1966 | 1971 | 129.9 | 62 | 81 | 150 | 116 | 150 | 0 | 1796 | 0 | 307359 | 24796022 | 25103381 | 193251.6 | 0 | 458945 | 0 | 0 | 0 | 0 | 0 | 0 | 0 | 0 | 0 | 0 | 0 | 0 | 0 | 458945 | 255.5 | 0
31545 | steam_electric_generating_plant_statistics_large_plants_402_2023_c000415_oliver_peaker | 184 | x | DTE Electric Company | 2023 | oliver peaker |  |  |  | internal_combustion | outdoor | 1969 | 1970 | 13 | 13 | 7 | 14 | 14 | 14 | 0 | -374 |  | 17797 | 2158540 | 2176337 | 167410.5 |  | 28570 | [13 empty] | 28570 | -76.4
31559 | steam_electric_generating_plant_statistics_large_plants_402_2023_c000415_placid_peaker | 184 | x | DTE Electric Company | 2023 | placid peaker |  |  |  | internal_combustion | outdoor | 1969 | 1970 | 13 | 8 | 34 | 14 | 14 | 14 | 0 | -260 | 0 | 17797 | 2239469 | 2257266 | 173635.8 | 0 | 22350 | 0 | 0 | 0 | 0 | 0 | 0 | 0 | 0 | 0 | 0 | 0 | 0 | 0 | 22350 | -86 | 0
31558 | steam_electric_generating_plant_statistics_large_plants_402_2023_c000415_putnam_peaker | 184 | x | DTE Electric Company | 2023 | putnam peaker |  |  |  | internal_combustion | outdoor | 1971 | 1971 | 13 | 13 | 27 | 14 | 14 | 14 | 0 | -178 |  | 17797 | 2245996 | 2263793 | 174137.9 |  | 35568 | [13 empty] | 35568 | -199.8
31556 | steam_electric_generating_plant_statistics_large_plants_402_2023_c000415_renaissance_peaker | 184 | x | DTE Electric Company | 2023 | renaissance peaker |  |  |  | combustion_turbine | outdoor | 2002 | 2002 | 782 | 694 | 4025 | 776 | 652 | 776 | 0 | 1491064 | 105000 | 8124661 | 201112521 | 209342182 | 267701 |  | 46318748 | [13 empty] | 46318748 | 31.1
31547 | steam_electric_generating_plant_statistics_large_plants_402_2023_c000415_river_rouge_peaker | 184 | x | DTE Electric Company | 2023 | river rouge peaker |  |  |  | internal_combustion | outdoor | 1967 | 1967 | 10.4 | 0 | 0 | 11 | 11 | 11 | 0 | -14 |  | 28315 | 1636590 | 1664905 | 160087 |  | -2399 | [13 empty] | -2399 | 171.4
31544 | steam_electric_generating_plant_statistics_large_plants_402_2023_c000415_slocum_peaker | 184 | x | DTE Electric Company | 2023 | slocum peaker |  |  |  | internal_combustion | outdoor | 1968 | 1968 | 13 | 14 | 28 | 14 | 14 | 14 | 0 | 119 |  |  | 21025 | 21025 | 1617.3 |  | 58384 | [13 empty] | 58384 | 490.6
31551 | steam_electric_generating_plant_statistics_large_plants_402_2023_c000415_st_clair_peaker | 184 | x | DTE Electric Company | 2023 | st. clair peaker |  |  |  | combustion_turbine | outdoor | 1968 | 1968 | 18.6 | 22 | 87 | 23 | 19 | 23 | 0 | 368 |  | 37102 | 4873339 | 4910441 | 264002.2 |  | 88895 | [13 empty] | 88895 | 241.6
31555 | steam_electric_generating_plant_statistics_large_plants_402_2023_c000415_superior_peaker | 184 | x | DTE Electric Company | 2023 | superior peaker |  |  |  | combustion_turbine | outdoor | 1966 | 1966 | 64 | 52 | 4 | 76 | 52 | 76 | 0 | -331 |  | 289281 | 10774370 | 11063651 | 172869.5 |  | 37465 | [13 empty] | 37465 | -113.2
31567 | steam_electric_generating_plant_statistics_large_plants_402_2023_c000415_total | 184 | X | DTE Electric Company | 2023 | total | [21 empty] | 712566522 | 3307115 | 13633573 |  |  | 2193357 | 27762989 |  | 1539492 | 295272 | 5037649 | 39265759 | 7023091 | 32710206 | 850141516
31543 | steam_electric_generating_plant_statistics_large_plants_402_2023_c000415_wilmot_peaker | 184 | x | DTE Electric Company | 2023 | wilmot peaker |  |  |  | internal_combustion | outdoor | 1968 | 1968 | 13 | 12 | 65 | 14 | 14 | 14 | 0 | -49 |  | 68534 | 2283441 | 2351975 | 180921.2 |  | 74373 | [13 empty] | 74373 | -1517.8
31723 | steam_electric_generating_plant_statistics_large_plants_402_2023_c001245_bonanza_dgt_share | 268 | x | Deseret Generation & Transmission Cooperative | 2023 | bonanza (dgt share) |  |  |  | steam | outdoor | 1986 | 1986 | 440.83 | 447.8 | 8756 | 0 | 0 | 0 | 75 | 3305092.3 | 630971 | 92834592 | 129798852 | 226097109 | 512895.4 | 4853339 | 70855122 | 0 | 2748297 | 0 | 0 | 1924283 | 912136 | 0 | 0 | 798016 | 1141954 | 7866258 | 2050990 | 599990 | 93750385 | 28.4 | 2832694
31722 | steam_electric_generating_plant_statistics_large_plants_402_2023_c001245_hunter_ii_dgt_share | 268 | x | Deseret Generation & Transmission Cooperative | 2023 | hunter ii (dgt share) |  |  |  | steam | outdoor | 1980 | 1980 | 102.94 | 112 | 7068 | 0 | 0 | 0 | 15 | 510293 | 46516 | 14872946 | 86797847 | 101717309 | 988095.4 | -4430 | 17533274 | 0 | 514712 | 0 | 0 | 0 | 1084686 | 23520 | 0 | 7663 | 0 | 9081097 | 457067 | 3147250 | 31844839 | 62.4 | 0
31724 | steam_electric_generating_plant_statistics_large_plants_402_2023_c001245_solomon_facility | 268 | x | Deseret Generation & Transmission Cooperative | 2023 | solomon facility |  |  |  | internal_combustion | conventional | 2022 | 2022 | 14.9 | 14.9 | 2659 | 14.9 | 0 | 0 | 0 | 35318.77 | 0 | 0 | 21457178 | 21457178 | 1440100 | 0 | 2111211 | 0 | 0 | 0 | 0 | 62003 | 0 | 0 | 0 | 0 | 0 | 0 | 153528 | 0 | 2326742 | 65.9 | 0
31725 | steam_electric_generating_plant_statistics_large_plants_402_2023_c001245_total | 268 | X | Deseret Generation & Transmission Cooperative | 2023 | total | [21 empty] | 88388396 |  | 3263010 |  |  | 1924283 | 1996822 | 23520 |  | 805680 | 1141954 | 16947355 | 2508058 | 3747240 | 125595228
32439 | steam_electric_generating_plant_statistics_large_plants_402_2023_c000290_allen | 170 | x | Duke Energy Carolinas, LLC | 2023 | allen |  |  |  | steam | conventional | 1957 | 1961 | 435 | 359 | 764 |  | 421 | 426 | 46 | 80759 | 583297 | 161363429 | 734063731 | 1488520883 | 3421887.1 | 1088324 | 7533653 |  | 1786075 |  |  | 795962 | 1076968 |  |  | 1546700 | 1129518 | 1625792 | 308044 | 197851 | 17088887 | 211.6 | 592510426
32440 | steam_electric_generating_plant_statistics_large_plants_402_2023_c000290_belews_creek | 170 | x | Duke Energy Carolinas, LLC | 2023 | belews creek |  |  |  | steam | conventional | 1974 | 1975 | 2491 | 2230 | 8211 |  | 2220 | 2220 | 150 | 8487941 | 21251487 | 487413742 | 2117915169 | 3070576810 | 1232668.3 | 2766504 | 393793379 |  | 13681036 |  |  | 1485714 | 3371662 |  |  | 4074048 | 5400018 | 9414791 | 2284704 | 2218761 | 438490617 | 51.7 | 443996412
32441 | steam_electric_generating_plant_statistics_large_plants_402_2023_c000290_buck | 170 | x | Duke Energy Carolinas, LLC | 2023 | buck |  |  |  | steam | conventional | 1953 | 1953 | 370 | [5 empty] | 38 |  | 648626 |  |  | 648626 | 1753 | 2604 | 1058038 |  | 2703 |  |  | 4 | 89292 |  |  | -29635 | 44100 | -2582 | 572 | 651 | 1165747
32442 | steam_electric_generating_plant_statistics_large_plants_402_2023_c000290_buck_cc | 170 | x | Duke Energy Carolinas, LLC | 2023 | buck cc |  |  |  | combined_cycle | conventional | 2011 | 2011 | 698 | 707 | 6770 |  | 668 | 718 |  | 3819959 |  | 155939293 | 576688187 | 732627480 | 1049609.6 | 348032 | 139092882 |  |  |  |  | 3955714 |  |  |  | 799199 | 3050003 |  | 7065061 |  | 154310891 | 40.4
32443 | steam_electric_generating_plant_statistics_large_plants_402_2023_c000290_buck_ct | 170 | x | Duke Energy Carolinas, LLC | 2023 | buck ct |  |  |  | combustion_turbine | conventional | 1970 | 1970 | 104 | [11 empty] | 0 | 68301 | [5 empty] | 18816 |  |  |  | -12742 | 101 |  | 3223 |  | 77699
32444 | steam_electric_generating_plant_statistics_large_plants_402_2023_c000290_buzzard_roost | 170 | x | Duke Energy Carolinas, LLC | 2023 | buzzard roost |  |  |  | combustion_turbine | conventional | 1971 | 1971 | 198 | [11 empty] | 0
32445 | steam_electric_generating_plant_statistics_large_plants_402_2023_c000290_catawba | 170 | x | Duke Energy Carolinas, LLC | 2023 | catawba |  |  |  | nuclear | conventional | 1985 | 1986 | 2410 | 457 | 8760 |  | 445 | 458 | 739 | 3688581 | 779551 | 254911933 | 652137082 | 845486615 | 350824.3 | 3941405 | 21578539 | 941666 | 3891749 |  |  | 542689 | 11092390 |  |  | 3318204 | 694661 | 6111702 | 2708545 | 3288619 | 58110169 | 15.8 | -62341951
32446 | steam_electric_generating_plant_statistics_large_plants_402_2023_c000290_clemson_chp | 170 | x | Duke Energy Carolinas, LLC | 2023 | clemson chp | [5 empty] | 2019 | 2019 | [6 empty] | 10 | 108527 |  | 8605539 | 21724652 | 30330191 |  | 374105 | 7209121 |  |  |  |  | 476375 |  |  |  | 45916 | 121272 |  | 514620 |  | 8741409 | 80.5
32447 | steam_electric_generating_plant_statistics_large_plants_402_2023_c000290_cliffside | 170 | x | Duke Energy Carolinas, LLC | 2023 | cliffside |  |  |  | steam | conventional | 1972 | 2012 | 1531 | 1396 | 6860 |  | 1388 | 1395 | 122 | 5244807 | 3338075 | 425850458 | 2713786859 | 3481183707 | 2273797.3 | 3102278 | 263660040 |  | 13672192 |  |  | 1738586 | 2622768 |  |  | 2852002 | 4418404 | 4802622 | 5536668 | 323977 | 302729537 | 57.7 | 338208315
32448 | steam_electric_generating_plant_statistics_large_plants_402_2023_c000290_dan_river | 170 | x | Duke Energy Carolinas, LLC | 2023 | dan river |  |  |  | combustion_turbine | conventional | 1968 | 1969 | 98 | [11 empty] | 0 | -4693 | [5 empty] | 17358 |  |  |  | 41824 | 95 |  | 3019 |  | 57603
32449 | steam_electric_generating_plant_statistics_large_plants_402_2023_c000290_dan_river_cc | 170 | x | Duke Energy Carolinas, LLC | 2023 | dan river cc |  |  |  | combined_cycle | conventional | 2012 | 2012 | 698 | 710 | 6776 |  | 662 | 718 | 39 | 3728812 | 119364 | 149903963 | 555558740 | 705582067 | 1010862.6 | 2727235 | 131722018 |  |  |  |  | 889853 |  |  |  | 817322 | 1282965 |  | 4257359 |  | 141696752 | 38
32450 | steam_electric_generating_plant_statistics_large_plants_402_2023_c000290_dan_river_steam | 170 | x | Duke Energy Carolinas, LLC | 2023 | dan river steam |  |  |  | steam | conventional | 1949 | 1955 | 290 | [11 empty] | 0 | 1785 | 13 |  | 38539 |  |  | 3 | 25355 |  |  | 19989 | 21338 | -2024 | 449 | 1612 | 107059
32451 | steam_electric_generating_plant_statistics_large_plants_402_2023_c000290_lee | 170 | x | Duke Energy Carolinas, LLC | 2023 | lee |  |  |  | combustion_turbine | conventional | 2006 | 2007 | 108 | 95 | 202 |  | 84 | 96 | 32 | 10297 |  | 1360160 | 63539870 | 64900030 | 600926.2 | 75471 | 925032 |  |  |  |  | 495828 |  |  |  | -17523 | 150629 |  | 612105 |  | 2241542 | 217.7
32452 | steam_electric_generating_plant_statistics_large_plants_402_2023_c000290_lee_cc | 170 | x | Duke Energy Carolinas, LLC | 2023 | lee cc |  |  |  | combined_cycle | conventional | 2018 | 2018 | 847 | 818 | 8094 |  | 780 | 809 |  | 5941449.47 | 222186 | 145648746 | 501523236 | 647394168 | 764337.9 | 571743 | 177116338 |  |  |  |  | 3991714 |  |  |  | 1550186 | 826972 |  | 2774733 |  | 186831686 | 31.4
32453 | steam_electric_generating_plant_statistics_large_plants_402_2023_c000290_lee_steam | 170 | x | Duke Energy Carolinas, LLC | 2023 | lee steam |  |  |  | steam | conventional | 1958 | 1958 | 163 | 415 | 70 |  |  |  | 3 | [6 empty] | 4477 | 9 |  | 2147 |  |  | 957 | 96735 |  |  | 11115 | 179590 | 14935 | 922 | -851 | 310036
32454 | steam_electric_generating_plant_statistics_large_plants_402_2023_c000290_lincoln | 170 | x | Duke Energy Carolinas, LLC | 2023 | lincoln |  |  |  | combustion_turbine | conventional | 1995 | 1996 | 1754 | 1020 | 77 |  | 1161 | 1507 | 8 | 4150 | 3021923 | 28822641 | 387326928 | 419171492 | 238980.3 | 102515 | 1573989 |  |  |  |  | 1640018 |  |  |  | 493942 | 393956 |  | 968655 |  | 5173075 | 1246.5
32455 | steam_electric_generating_plant_statistics_large_plants_402_2023_c000290_marshall | 170 | x | Duke Energy Carolinas, LLC | 2023 | marshall |  |  |  | steam | conventional | 1956 | 1970 | 2119 | 2084 | 8759 |  | 2058 | 2078 | 171 | 6899395 | 5829127 | 325023963 | 1849697992 | 2805399402 | 1323926.1 | 3559249 | 338349841 |  | 12047348 |  |  | 2632477 | 3955790 |  |  | 3787185 | 3747144 | 13815245 | 4460317 | 1334963 | 387689559 | 56.2 | 624848320
32456 | steam_electric_generating_plant_statistics_large_plants_402_2023_c000290_mcguire | 170 | x | Duke Energy Carolinas, LLC | 2023 | mcguire |  |  |  | nuclear | conventional | 1981 | 1984 | 2441 | 2392 | 8760 |  | 2316 | 2386 | 632 | 18068372 | 754812 | 732349619 | 2966584450 | 3154228826 |  | 18252686 | 98908526 | 3937076 | 22110189 |  |  | 2685039 | 57507718 |  |  | 19035759 | 3802145 | 40498124 | 22644258 | 16841614 | 306223134 | 16.9 | -545460055
32457 | steam_electric_generating_plant_statistics_large_plants_402_2023_c000290_millcreek | 170 | x | Duke Energy Carolinas, LLC | 2023 | millcreek |  |  |  | combustion_turbine | conventional | 2002 | 2003 | 799 | 717 | 183 |  | 563 | 751 | 5 | 38496 | 5063537 | 30012093 | 229611588 | 264687218 | 331000 | 13740 | 3195655 |  |  |  |  | 1192957 |  |  |  | 134431 | 399519 |  | 723101 |  | 5659403 | 147
32458 | steam_electric_generating_plant_statistics_large_plants_402_2023_c000290_oconee | 170 | x | Duke Energy Carolinas, LLC | 2023 | oconee |  |  |  | nuclear | conventional | 1973 | 1974 | 2667 | 2672 | 8760 |  | 2554 | 2618 | 878 | 22246735 | 1504454 | 1070653431 | 3788780952 | 3986134091 |  | 15026181 | 119425438 | 3419622 | 17992370 |  |  | 18029382 | 69989155 |  |  | 22498730 | 1528569 | 26125568 | 15585575 | 23914094 | 333534684 | 15 | -874804746
32459 | steam_electric_generating_plant_statistics_large_plants_402_2023_c000290_riverbend | 170 | x | Duke Energy Carolinas, LLC | 2023 | riverbend |  |  |  | combustion_turbine | conventional | 1969 | 1969 | 135 | [11 empty] | 0
32460 | steam_electric_generating_plant_statistics_large_plants_402_2023_c000290_riverbend_steam | 170 | x | Duke Energy Carolinas, LLC | 2023 | riverbend steam |  |  |  | steam | conventional | 1952 | 1954 | 466 | [10 empty] | 0 | 0 | 2639 | 70 |  | 10 |  |  | 6 | 24205 |  |  | 31788 | 22930 | -3252 | 721 | 820 | 79937
32461 | steam_electric_generating_plant_statistics_large_plants_402_2023_c000290_rockingham | 170 | x | Duke Energy Carolinas, LLC | 2023 | rockingham |  |  |  | combustion_turbine | conventional | 2000 | 2000 | 978 | 898 | 1794 |  | 825 | 895 | 8 | 795794 | 967095 | 4317353 | 353615810 | 358900258 | 366973.7 | 149025 | 41845564 |  |  |  |  | 1954479 |  |  |  | -114655 | 226794 |  | 815711 |  | 44876918 | 56.4
32462 | steam_electric_generating_plant_statistics_large_plants_402_2023_c000290_total | 170 | X | Duke Energy Carolinas, LLC | 2023 | total | [21 empty] | 413145438 | 8298365 | 41229752 |  |  | 6653709 | 11262775 |  | 26193754 | 12293191 | 14963479 | 29665526 | 12592398 | 4073895 | 582602076
32264 | steam_electric_generating_plant_statistics_large_plants_402_2023_c000136_anclote | 161 | x | Duke Energy Florida, Inc. | 2023 | anclote |  |  |  | steam | conventional | 1974 | 1978 | 1112 | 1032 | 7503 | 0 | 1013 | 1035 | 56 | 1737284 | 1909092 | 46686326 | 443759992 | 493404199 | 443708.8 | 1224921 | 87558765 | 0 |  | 0 | 0 |  | 682929 | 0 | 0 | 1023054 | 5505465 | 2007565 | 2137003 | 647332 | 100787034 | 58 | 1048789
32265 | steam_electric_generating_plant_statistics_large_plants_402_2023_c000136_bartow | 161 | x | Duke Energy Florida, Inc. | 2023 | bartow |  |  |  | combined_cycle | conventional | 2009 | 2009 | 1254 | 1191 | 8754 | 0 | 1112 | 1259 | 44 | 6548061 | 1811514 | 91113012 | 670488826 | 763413352 | 608782.6 | 6140978 | 196352305 | 0 |  | 0 | 0 |  | 209100 | 0 | 0 | 2757354 | 1062267 |  | 2940337 | 339229 | 209801570 | 32
32266 | steam_electric_generating_plant_statistics_large_plants_402_2023_c000136_bartow_ct | 161 | x | Duke Energy Florida, Inc. | 2023 | bartow ct |  |  |  | combustion_turbine | conventional | 1972 | 1972 | 221.6 | 125 | 413 | 0 | 168 | 212 | 0 | 19670 | 0 | 3579296 | 38894866 | 42474162 | 191670.4 | 0 | 1336141 | 0 | 0 | 0 | 0 | 0 | 0 | 0 | 0 | 0 | 0 | 0 | 0 | 0 | 1336141 | 67.9 | 0
32267 | steam_electric_generating_plant_statistics_large_plants_402_2023_c000136_bayboro | 161 | x | Duke Energy Florida, Inc. | 2023 | bayboro |  |  |  | combustion_turbine | conventional | 1973 | 1973 | 226.8 | 99 | 143 | 0 | 171 | 226 | 0 | 4482 | 1597635 | 1996364 | 25652624 | 29246623 | 128953.4 | 0 | 1296913 | 0 | 0 | 0 | 0 | 0 | 0 | 0 | 0 | 0 | 0 | 0 | 0 | 0 | 1296913 | 289.4 | 0
32268 | steam_electric_generating_plant_statistics_large_plants_402_2023_c000136_citrus_county | 161 | x | Duke Energy Florida, Inc. | 2023 | citrus county |  |  |  | combined_cycle | conventional | 2018 | 2018 | 1970 | 1868 | 8754 | 0 | 1610 | 1854 | 43 | 12257187 | 20344325 | 128076565 | 1312468578 | 1460889468 | 741568.3 | 3930000 | 393910054 | 0 |  | 0 | 0 |  | -21013 | 0 | 0 | 3150765 | 867103 |  | 780439 | 4237127 | 406854475 | 33.2 | 0
32269 | steam_electric_generating_plant_statistics_large_plants_402_2023_c000136_crystal_river_north | 161 | x | Duke Energy Florida, Inc. | 2023 | crystal river north |  |  |  | steam | conventional | 1982 | 1984 | 1478 | 1545 | 7008 | 0 | 1410 | 1442 | 208 | 3828944 | 1642673 | 482648476 | 2325670607 | 2809961756 | 1901192 | 2652088 | 199754664 | 0 | 1993350 | 0 | 0 | 73139 | 1794089 | 0 | 0 | 1260530 | 18545360 | 6152950 | 2461490 | 1624401 | 236312061 | 61.7
32270 | steam_electric_generating_plant_statistics_large_plants_402_2023_c000136_debary | 161 | x | Duke Energy Florida, Inc. | 2023 | debary |  |  |  | combustion_turbine | conventional | 1975 | 1992 | 748 | 396 | 1120 | 0 | 524 | 661 | 14 | 105519.8 | 2055281 | 11748198 | 165308768 | 179112247 | 239454.9 | 695128 | 8538221 | 0 | 0 | 0 | 0 | 0 | 24787 | 0 | 0 | 301150 | 128194 | 0 | 115431 | 2379061 | 12181972 | 115.4 | 0
32271 | steam_electric_generating_plant_statistics_large_plants_402_2023_c000136_hines | 161 | x | Duke Energy Florida, Inc. | 2023 | hines |  |  |  | combined_cycle | conventional | 1999 | 2007 | 2266 | 2066 | 8760 | 0 | 2081 | 2149 | 85 | 10951634 | 11396422 | 107675735 | 1194591790 | 1313663947 | 579728.1 | 9949088 | 321980765 | 0 | 0 | 0 | 0 | 0 | 275351 | 0 | 0 | 1208546 | 4229467 | 0 | 2661065 | 3104691 | 343408973 | 31.4 | 0
32272 | steam_electric_generating_plant_statistics_large_plants_402_2023_c000136_intercession_city | 161 | x | Duke Energy Florida, Inc. | 2023 | intercession city |  |  |  | combustion_turbine | conventional | 1974 | 2000 | 1197.3 | 730 | 1638 | 0 | 940 | 1146 | 25 | 271531 | 746305 | 18054970 | 316722319 | 335523594 | 280233.5 | 1016217 | 17724291 | 0 | 0 | 0 | 0 | 0 | 60804 | 0 | 0 | 684952 | 488223 | 0 | 230017 | 1408853 | 21613357 | 79.6 | 0
32273 | steam_electric_generating_plant_statistics_large_plants_402_2023_c000136_osprey | 161 | x | Duke Energy Florida, Inc. | 2023 | osprey |  |  |  | combined_cycle | conventional | 2004 | 2004 | 644.2 | 570 | 6140 | 0 | 576 | 611 | 30 | 2114050 | 906395 | 77105449 | 336003825 | 414015669 | 642681.9 | 1788067 | 60847715 | 0 | 0 | 0 | 0 | 0 | 154320 | 0 | 0 | 439113 | 492179 | 0 | 738118 | 3717075 | 68176587 | 32.2 | 0
32274 | steam_electric_generating_plant_statistics_large_plants_402_2023_c000136_suwannee | 161 | x | Duke Energy Florida, Inc. | 2023 | suwannee |  |  |  | combustion_turbine | conventional | 1980 | 1980 | 197.7 | 177 | 819 | 0 | 145 | 194 | 17 | 42264.8 | 22059 | 4627883 | 51813980 | 56463922 | 285604.1 | 43541 | 2520920 | 0 | 0 | 0 | 0 | 0 | 43186 | 0 | 0 | 93428 | 100710 | 0 | 63444 | 489108 | 3354337 | 79.4 | 0
32275 | steam_electric_generating_plant_statistics_large_plants_402_2023_c000136_tiger_bay | 161 | x | Duke Energy Florida, Inc. | 2023 | tiger bay |  |  |  | combined_cycle | conventional | 1997 | 1997 | 278.1 | 220 | 5996 | 0 | 199 | 230 | 1 | 1125520 | 0 | 11388740 | 81868336 | 93257076 | 335336.5 | 559324 | 32018150 | 0 | 0 | 0 | 0 | 0 | 1770 | 0 | 0 | 120909 | 268977 | 0 | 479885 | 307590 | 33756605 | 30 | 0
32277 | steam_electric_generating_plant_statistics_large_plants_402_2023_c000136_total | 161 | X | Duke Energy Florida, Inc. | 2023 | total | [21 empty] | 287359316 |  | 7457548 |  |  | 74913 | 4387926 |  |  | 4172390 | 25373543 | 8764148 | 5154123 | 2765277 | 350964208
32276 | steam_electric_generating_plant_statistics_large_plants_402_2023_c000136_university_of_florida | 161 | x | Duke Energy Florida, Inc. | 2023 | university of florida |  |  |  | combined_cycle | conventional | 1994 | 1994 | 54.2 | 53 | 7834 | 0 | 44 | 50 | 15 | 377182 | 0 | 6878178 | 51221080 | 58099258 | 1071942 | 1541470 | 14528608 | 0 | 0 | 0 | 0 | 0 | 6399 | 0 | 0 | 275349 | -5488 | 0 | 602816 | 1616039 | 18565193 | 49.2 | 0
32373 | steam_electric_generating_plant_statistics_large_plants_402_2023_c000289_cadiz_henry_county | 169 | x | Duke Energy Indiana, Inc. | 2023 | cadiz (henry county) |  |  |  | combustion_turbine | conventional | 2001 | 2001 | 182 | 139 | 3230 |  | 126 | 134 | 3 | 243933 | 269288 | 6096749 | 90380653 | 95582685 | 525179.6 | 128285 | 6693480 |  | 447250 |  |  | 280097 |  |  |  | 137771 | 609315 |  | 1203931 |  | 9500129 |  | -1164005
32374 | steam_electric_generating_plant_statistics_large_plants_402_2023_c000289_cayuga | 169 | x | Duke Energy Indiana, Inc. | 2023 | cayuga |  |  |  | steam | conventional | 1970 | 1972 | 1062 | 1007 | 8660 |  | 1005 | 1005 | 61 | 4198157.749 | 936811 | 138211886 | 1331504898 | 1610261414 | 1516253.7 | 2195615 | 125841171 |  | 15545259 |  | -113421 | 1314318 | 2217275 |  |  | 1462605 | 4218032 | 8771000 | 1576138 | 2578577 | 165606569 |  | 139607819
32375 | steam_electric_generating_plant_statistics_large_plants_402_2023_c000289_cayuga_ct | 169 | x | Duke Energy Indiana, Inc. | 2023 | cayuga ct |  |  |  | combustion_turbine | conventional | 1993 | 1993 | 113 | 97 | 708 |  | 84 | 100 |  | 17398 | 382541 | 5776462 | 50674529 | 56833532 | 502951.6 | 75273 | 612027 |  | 63476 |  |  | 180791 |  |  |  | 31137 | 133737 |  | 390871 |  | 1487312
32376 | steam_electric_generating_plant_statistics_large_plants_402_2023_c000289_cayuga_peaking | 169 | x | Duke Energy Indiana, Inc. | 2023 | cayuga peaking |  |  |  | internal_combustion | conventional | 1972 | 1972 | 10 | 10 | 81 |  | 10 | 10 |  | 269 |  | 5515 | 2848153 | 2853668 | 285366.8 |  | 127134 | [13 empty] | 127134
32377 | steam_electric_generating_plant_statistics_large_plants_402_2023_c000289_connersville | 169 | x | Duke Energy Indiana, Inc. | 2023 | connersville |  |  |  | combustion_turbine | conventional | 1972 | 1972 | 84 | [27 empty] | 0
32378 | steam_electric_generating_plant_statistics_large_plants_402_2023_c000289_edwardsport | 169 | x | Duke Energy Indiana, Inc. | 2023 | edwardsport |  |  |  | steam | conventional | 1918 | 1951
32379 | steam_electric_generating_plant_statistics_large_plants_402_2023_c000289_edwardsport_igcc | 169 | x | Duke Energy Indiana, Inc. | 2023 | edwardsport igcc |  |  |  | combined_cycle | conventional | 2013 | 2013 | 805 | 758 | 8503 |  | 555 | 578 | 92 | 3273390 | 13876040 | 171458228 | 2607170352 | 2792504620 | 3468949.8 | 6649441 | 96499454 |  | 14717590 |  |  | 2566826 | 3392356 |  |  | 3427220 | 6133064 | 24130813 | 3570993 | 15828396 | 176916153
32380 | steam_electric_generating_plant_statistics_large_plants_402_2023_c000289_gallagher | 169 | x | Duke Energy Indiana, Inc. | 2023 | gallagher |  |  |  | steam | conventional | 1958 | 1961 | 300 | [7 empty] | 647391 |  | 7958 | 655349 | 2184.5 | 1 | [6 empty] | 44856 |  |  | 3 | 61682 | 987 | 73 | 4 | 107606
32381 | steam_electric_generating_plant_statistics_large_plants_402_2023_c000289_gibson | 169 | x | Duke Energy Indiana, Inc. | 2023 | gibson |  |  |  | steam | conventional | 1975 | 1982 | 3006 | 2998 | 8760 |  | 3132 | 3157 | 182 | 7241332 | 15286868 | 511897947 | 3185048096 | 4266427698 | 1419304 | 5917489 | 269120462 |  | 29505801 |  |  | 4826418 | 6691251 |  |  | 6801283 | 9731957 | 26958332 | 10359111 | 2945460 | 372857564 |  | 554194787
32383 | steam_electric_generating_plant_statistics_large_plants_402_2023_c000289_madison | 169 | x | Duke Energy Indiana, Inc. | 2023 | madison |  |  |  | combustion_turbine | conventional | 2000 | 2000 | 692 | 674 | 2746 |  | 566 | 704 |  | 928096 | 2073356 | 10520643 | 335587709 | 348181708 | 503152.8 | 321774 | 30568153 |  | 1483184 |  |  | 1120614 |  |  |  | 245622 | 258360 |  | 1131874 |  | 35129581
32382 | steam_electric_generating_plant_statistics_large_plants_402_2023_c000289_miami_wabash | 169 | x | Duke Energy Indiana, Inc. | 2023 | miami wabash |  |  |  | combustion_turbine | conventional | 1968 | 1969 | 87
32384 | steam_electric_generating_plant_statistics_large_plants_402_2023_c000289_noblesville | 169 | x | Duke Energy Indiana, Inc. | 2023 | noblesville |  |  |  | combined_cycle | conventional | 1950 | 2003 | 283 | 307 | 6017 |  | 264 | 310 | 14 | 1271967 | 280747 | 26070341 | 277649036 | 304508477 | 1076001.7 | 1007635 | 26763405 |  | 1382272 |  |  | 2142625 |  |  |  | 625580 | 1844859 |  | 7142056 |  | 40908432 |  | 508353
32385 | steam_electric_generating_plant_statistics_large_plants_402_2023_c000289_purdue_chp | 169 | x | Duke Energy Indiana, Inc. | 2023 | purdue chp |  |  |  | combustion_turbine | conventional | 2021 | 2022 | 13 | 17 | 6017 |  | 12 | 16 |  | 121022 | [6 empty] | 4095629 | [13 empty] | 4095629
32390 | steam_electric_generating_plant_statistics_large_plants_402_2023_c000289_total | 169 | X | Duke Energy Indiana, Inc. | 2023 | total | [21 empty] | 466497301 |  | 59768650 |  | 113421 | 8707562 | 12357567 |  |  | 11691115 | 20220542 | 59861132 | 15506315 | 21352800 | 690612109
32386 | steam_electric_generating_plant_statistics_large_plants_402_2023_c000289_vermillion | 169 | x | Duke Energy Indiana, Inc. | 2023 | vermillion |  |  |  | combustion_turbine | conventional | 2000 | 2000 | 433 | 571 | 1943 |  | 576 | 762 | 3 | 355574.5 | 602543 | 5013513 | 161157239 | 166773295 | 385157.7 | 131894 | 12060774 |  | 216452 |  |  | 576454 |  |  |  | 111219 | 356085 |  | 1333925 |  | 14786803
32387 | steam_electric_generating_plant_statistics_large_plants_402_2023_c000289_wabash_river | 169 | x | Duke Energy Indiana, Inc. | 2023 | wabash river |  |  |  | steam | conventional | 1953 | 1968 | 473 | [5 empty] | 4 | [13 empty] | 11829 |  |  | 4 | 75807 |  |  | 363 | 88003
32388 | steam_electric_generating_plant_statistics_large_plants_402_2023_c000289_wabashriver | 169 | x | Duke Energy Indiana, Inc. | 2023 | wabashriver |  |  |  | combustion_turbine | conventional | 1953 | 1968 | [23 empty] | 55 | 612 |  | 7927 |  | 8594
32389 | steam_electric_generating_plant_statistics_large_plants_402_2023_c000289_wheatland | 169 | x | Duke Energy Indiana, Inc. | 2023 | wheatland |  |  |  | combustion_turbine | conventional | 1999 | 2000 | 500 | 491 | 389 |  | 442 | 508 | 2 | 83325 | 2114221 | 1492411 | 125066526 | 128673158 | 257346.3 | 216558 | 2851008 |  | 443941 |  |  | 1027291 |  |  |  | 149784 | 320931 |  | 936771 |  | 5946284
32471 | steam_electric_generating_plant_statistics_large_plants_402_2023_c000291_east_bend | 171 | x | Duke Energy Kentucky, Inc. | 2023 | east bend |  |  |  | steam | conventional | 1981 | 1981 | 768 | 611 | 5731 |  | 600 | 600 | 84 | 2211385 | 7036025 | 187522085 | 766535901 | 1050225037 | 1367480.5 | 2239578 | 85370908 |  | 18574589 |  |  | 656778 | 1854935 |  |  | 2220713 | 1233961 | 12794927 | 1719029 | 2243461 | 128908879 |  | 89131026
32472 | steam_electric_generating_plant_statistics_large_plants_402_2023_c000291_miami_fort_6 | 171 | x | Duke Energy Kentucky, Inc. | 2023 | miami fort 6 |  |  |  | steam | conventional | 1960 | 1960 | 168 | [25 empty] | 93771 |  | 93771
32474 | steam_electric_generating_plant_statistics_large_plants_402_2023_c000291_total | 171 | X | Duke Energy Kentucky, Inc. | 2023 | total | [21 empty] | 86740248 |  | 18574589 |  |  | 656778 | 1854935 |  |  | 2220714 | 1233960 | 12794927 | 1812799 | 2243461 | 130372213
32473 | steam_electric_generating_plant_statistics_large_plants_402_2023_c000291_woodsdale_ct | 171 | x | Duke Energy Kentucky, Inc. | 2023 | woodsdale ct |  |  |  | combustion_turbine | conventional | 1992 | 1993 | 572 | 496 | 1476 |  | 476 | 564 | 16 | 192403 | 2258588 | 36689533 | 311112201 | 350060322 | 611993.6 | 179499 | 7811120 |  | 351440 |  |  | 1077812 |  |  |  | 138241 | 197355 |  | 920564 | 355206 | 11031237
32477 | steam_electric_generating_plant_statistics_large_plants_402_2023_c000292_total | 172 | X | Duke Energy Ohio, Inc. | 2023 | total | [29 empty] | 3223768 |  |  | 43 |  |  | 3223811
32211 | steam_electric_generating_plant_statistics_large_plants_402_2023_c000135_asheville_cc | 160 | x | Duke Energy Progress, Inc. | 2023 | asheville cc | [5 empty] | 2019 | 2020 | 588 | 557 | 8532 |  | 494 | 560 | 37 | 3744892 |  | 170883642 | 893799639 | 1064683281 | 1810685.9 | 673573 | 156763552 |  |  |  |  | 1022285 | 1828232 | 126 |  | 909001 | 141532 |  | 1961013 | 906989 | 164206303 | 43.8
32212 | steam_electric_generating_plant_statistics_large_plants_402_2023_c000135_asheville_gas_turbine | 160 | x | Duke Energy Progress, Inc. | 2023 | asheville gas turbine |  |  |  | combustion_turbine | conventional | 1999 | 2000 | 424 | 358 | 1011 |  | 320 | 370 | 0 | 134076 | 565402 | 31914083 | 84250024 | 116729509 | 275305.4 | 74650 | 9057974 |  |  |  |  | 124673 | 270430 | 53 |  | 153805 | 262332 |  | 1467487 | 319090 | 11730494 | 87.5
32213 | steam_electric_generating_plant_statistics_large_plants_402_2023_c000135_asheville_steam | 160 | x | Duke Energy Progress, Inc. | 2023 | asheville steam |  |  |  | steam | outdoor | 1964 | 1971 | [13 empty] | 25 | 17 |  | 356 |  |  | 15 | 120739 |  | 147278 | 129 | 140812 | 1 | 1805 | 3831 | 415008
32214 | steam_electric_generating_plant_statistics_large_plants_402_2023_c000135_blewett | 160 | x | Duke Energy Progress, Inc. | 2023 | blewett |  |  |  | combustion_turbine | conventional | 1971 | 1971 | 70 | 60 | 29 |  | 52 | 68 |  | 27 |  | 926386 | 13120752 | 14047138 | 200673.4 | 20030 | 194950 |  |  |  |  | 3245 | 38353 | 8 |  | 14230 | 26868 |  | 99422 | 180517 | 577623 | 21393.4
32215 | steam_electric_generating_plant_statistics_large_plants_402_2023_c000135_brunswick | 160 | x | Duke Energy Progress, Inc. | 2023 | brunswick |  |  |  | nuclear | conventional | 1975 | 1977 | 2003 | 1925 | 8760 |  | 1870 | 1928 | 719 | 15658076 | 4060633 | 975660817 | 2669096236 | 3569560306 | 1782107 | 21711750 | 95687576 | 14858597 | 25463131 |  |  | 3092105 | 52256273 |  |  | 21301997 | 3953608 | 30522149 | 15691670 | 20278098 | 304816954 | 19.5 | -79257380
32216 | steam_electric_generating_plant_statistics_large_plants_402_2023_c000135_cape_fear_gas_turbine | 160 | x | Duke Energy Progress, Inc. | 2023 | cape fear gas turbine |  |  |  | combustion_turbine |  | 1969 | 1969 | [11 empty] | 0
32217 | steam_electric_generating_plant_statistics_large_plants_402_2023_c000135_cape_fear_steam | 160 | x | Duke Energy Progress, Inc. | 2023 | cape fear steam |  |  |  | steam | semioutdoor | 1923 | 1958 | [11 empty] | 0 |  | 18 | 114311 |  | 1445 |  |  |  | 85112 |  | 105260 | 66 | 54388 |  | 16 | 21164 | 381780
32218 | steam_electric_generating_plant_statistics_large_plants_402_2023_c000135_darlington | 160 | x | Duke Energy Progress, Inc. | 2023 | darlington |  |  |  | combustion_turbine | conventional | 1974 | 1997 | 316 | 235 | 192 |  | 230 | 264 | 4 | 22124 | 50044 | 10097806 | 82196944 | 92344794 | 292230.4 | 50730 | 2006560 |  |  |  |  | 38466 | 188444 | 38 |  | 219773 | 268606 |  | 139833 | 368607 | 3281057 | 148.3
32219 | steam_electric_generating_plant_statistics_large_plants_402_2023_c000135_hb_robinson_gas_turbine | 160 | x | Duke Energy Progress, Inc. | 2023 | h.b. robinson gas turbine |  |  |  | combustion_turbine |  | 1968 | 1968 | [11 empty] | 0 |  | 5827 | [5 empty] | 131 | 413 |  |  | 40 |  |  | 203 | 69 | 6683
32220 | steam_electric_generating_plant_statistics_large_plants_402_2023_c000135_hb_robinson_nuclear | 160 | x | Duke Energy Progress, Inc. | 2023 | h.b. robinson nuclear |  |  |  | nuclear | conventional | 1971 | 1971 | 769 | 794 | 8688 |  | 759 | 793 | 527 | 6694374 | 2013925 | 402651324 | 1346046608 | 1681888404 | 2187111.1 | 13294685 | 41126249 | 3202697 | 10251177 |  |  | 1850392 | 40678711 |  |  | 12123838 | 2320224 | 8048899 | 7200517 | 4137226 | 144234615 | 21.5 | -68823453
32221 | steam_electric_generating_plant_statistics_large_plants_402_2023_c000135_hb_robinson_steam | 160 | x | Duke Energy Progress, Inc. | 2023 | h.b. robinson steam |  |  |  | steam | outdoor | 1960 | 1960 | [11 empty] | 0 |  | 134 | [6 empty] | 1217 |  | 1643 | 6448 | 28879 |  | 2286 |  | 40607
32222 | steam_electric_generating_plant_statistics_large_plants_402_2023_c000135_hf_lee_gas_turbine | 160 | x | Duke Energy Progress, Inc. | 2023 | h.f. lee gas turbine |  |  |  | combustion_turbine | conventional | 1968 | 2012 | 1068 | 25 | 3978 |  | 888 | 1059 |  | 6374580 | 698267 | 38357680 | 672109869 | 711165816 | 665885.6 | 331918 | 267270726 |  |  |  |  | 1037310 | 2339734 | 179 |  | 870870 | 1528746 |  | 1113386 | 731107 | 275223976 | 43.2
32223 | steam_electric_generating_plant_statistics_large_plants_402_2023_c000135_hf_lee_steam | 160 | x | Duke Energy Progress, Inc. | 2023 | h.f. lee steam |  |  |  | steam | outdoor | 1951 | 1962 | [6 empty] | 1 |  |  |  |  | 0 |  | 8042 | 5301 |  | 3115 |  |  | 936 | 41731 |  | 65439 | 84 | 95101 | 1 | 20 |  | 219770
32224 | steam_electric_generating_plant_statistics_large_plants_402_2023_c000135_harris | 160 | x | Duke Energy Progress, Inc. | 2023 | harris |  |  |  | nuclear | conventional | 1987 | 1987 | 951 | 1009 | 8760 |  | 964 | 1009 | 502 | 8609278 | 61284052 | 1941816381 | 2398243126 | 4424414741 | 4652381.4 | 11765965 | 49891012 | 9455380 | 10818676 |  |  | 1848374 | 50050350 |  |  | 6541800 | 2359589 | 10513804 | 5730664 | 6227121 | 165202735 | 19.2 | 23071182
32225 | steam_electric_generating_plant_statistics_large_plants_402_2023_c000135_lv_sutton_gas_turbine | 160 | x | Duke Energy Progress, Inc. | 2023 | l.v. sutton gas turbine |  |  |  | combustion_turbine | conventional | 1968 | 2017 | 851 | 2275 | 6273 |  | 698 | 817 | 42 | 3890097 | 1208203 | 41151352 | 640606573 | 682966128 | 802545.4 | 565218 | 182337007 |  |  |  |  | 381273 | 1168236 | 127 |  | 915846 | 1243563 |  | 3099231 | 3713300 | 193423801 | 49.7
32226 | steam_electric_generating_plant_statistics_large_plants_402_2023_c000135_lv_sutton_steam | 160 | x | Duke Energy Progress, Inc. | 2023 | l.v. sutton steam |  |  |  | steam | outdoor | 1954 | 1972 | [11 empty] | 0 |  | 14 | 25 |  | 520 |  |  | 292 | 64574 |  | 79514 | 121 | 79993 | 1 | 49189 | 8106 | 282349
32227 | steam_electric_generating_plant_statistics_large_plants_402_2023_c000135_mayo | 160 | x | Duke Energy Progress, Inc. | 2023 | mayo |  |  |  | steam | outdoor | 1983 | 1983 | 763 | 712 | 3163 |  | 704 | 713 | 61 | 1216965 | 15130546 | 274644320 | 1040510003 | 1677039049 | 2197954.2 | 2173333 | 58283864 |  | 3353862 |  |  | 111 | 1026997 |  | 7968820 | 682067 | 982405 | 4432096 | 1668655 | 6144743 | 86716953 | 71.3 | 346754180
32228 | steam_electric_generating_plant_statistics_large_plants_402_2023_c000135_morehead | 160 | x | Duke Energy Progress, Inc. | 2023 | morehead |  |  |  | combustion_turbine |  | 1968 | 1968
32229 | steam_electric_generating_plant_statistics_large_plants_402_2023_c000135_roxboro | 160 | x | Duke Energy Progress, Inc. | 2023 | roxboro |  |  |  | steam | outdoor | 1966 | 1980 | 2558 | 2177 | 6219 |  | 2439 | 2484 | 174 | 4040825 | 8051236 | 309881810 | 2237463445 | 3240463473 | 1266795.7 | 3611470 | 193499038 |  | 9114279 |  |  | 101 | 1865517 |  | 17740403 | 2863860 | 1986804 | 22517121 | 2464396 | 4443968 | 260106957 | 64.4 | 685066982
32230 | steam_electric_generating_plant_statistics_large_plants_402_2023_c000135_smith_energy_complex | 160 | x | Duke Energy Progress, Inc. | 2023 | smith energy complex |  |  |  | combustion_turbine | conventional | 2001 | 2011 | 2245 | 2133 | 11799 |  | 1855 | 2210 | 47 | 8597617 | 2839730 | 111083709 | 1112587133 | 1226510572 | 546329.9 | 3638981 | 353225853 |  |  |  |  | 798537 | 2069167 | 352 |  | 1756109 | 3574075 |  | 12729531 | 4202974 | 381995579 | 44.4
32234 | steam_electric_generating_plant_statistics_large_plants_402_2023_c000135_total | 160 | X | Duke Energy Progress, Inc. | 2023 | total | [21 empty] | 266719373 | 27516674 | 12473577 |  |  | 1455 | 3274857 |  | 26205149 | 3552886 | 3495042 | 26949221 | 4186393 | 10621812 | 363283442
32231 | steam_electric_generating_plant_statistics_large_plants_402_2023_c000135_wh_weatherspoon_gas_turbine | 160 | x | Duke Energy Progress, Inc. | 2023 | w.h. weatherspoon gas turbine |  |  |  | combustion_turbine | conventional | 1970 | 1971 | 40 | 131 | 26 |  | 124 | 164 |  | 104 | 84323 | 7408630 | 20711734 | 28204687 | 705117.2 | 30178 | 414486 |  |  |  |  | 8995 | 174050 | 19 |  | 38739 | 88026 |  | 137645 | 224197 | 1116335 | 10734
32232 | steam_electric_generating_plant_statistics_large_plants_402_2023_c000135_wh_weatherspoon_steam | 160 | x | Duke Energy Progress, Inc. | 2023 | w.h. weatherspoon steam |  |  |  | steam | outdoor | 1949 | 1952 | [11 empty] | 0 |  | 10641 | 5871 | [5 empty] | 68970 |  | 96792 | 111 | 126660 | 1 | 26 |  | 309072
32233 | steam_electric_generating_plant_statistics_large_plants_402_2023_c000135_wayne_county | 160 | x | Duke Energy Progress, Inc. | 2023 | wayne county |  |  |  | combustion_turbine | conventional | 2000 | 2009 | 980 | 674 | 496 |  | 822 | 975 |  | 90748 | 4581022 | 10502136 | 256560634 | 271643792 | 277187.5 | 205672 | 5748571 |  |  |  |  | 465117 | 986630 | 132 |  | 563970 | 437660 |  | 2399979 | 604083 | 11411814 | 125.8
31377 | steam_electric_generating_plant_statistics_large_plants_402_2023_c000465_copper | 186 | x | El Paso Electric Company | 2023 | copper |  |  |  | combustion_turbine | outdoor | 1979 | 1980 | 87 | 67 | 1412 | 63 | 63 | 64 | 0 | 48678 | 10000 | 3000516 | 41097587 | 44067667 | 506524.9 |  | 2909976 | [5 empty] | 106899 |  |  | 2075 | 10586 |  | 437416 | 21056 | 3488008 | 71.7 | -40436
31378 | steam_electric_generating_plant_statistics_large_plants_402_2023_c000465_montana | 186 | x | El Paso Electric Company | 2023 | montana |  |  |  | combustion_turbine | outdoor | 2015 | 2016 | 527 | 358 | 7241 | 352 | 352 | 360 | 20 | 1231178 | 2459070 | 27677274 | 399984935 | 430361681 | 816625.6 | 1286856 | 32378716 | [5 empty] | 1820832 | 58579 |  | 347410 | 410188 |  | 3308690 | -892752 | 38718519 | 31.4 | 240402
31383 | steam_electric_generating_plant_statistics_large_plants_402_2023_c000465_newman | 186 | x | El Paso Electric Company | 2023 | newman |  |  |  | steam | semioutdoor | 1959 | 2011 | 882 | 607 | 8760 | 703 | 703 | 737 | 66 | 3151107 | 181900 | 69292296 | 504237370 | 574198266 | 651018.4 | 899639 | 81159236 |  | 2176845 |  |  | 4555773 | 2907504 | 576077 | 300000 | 1176873 | 809417 | 4041218 | 5291789 | 2049995 | 105944366 | 33.6 | 486700
31379 | steam_electric_generating_plant_statistics_large_plants_402_2023_c000465_newman_unit_6 | 186 | x | El Paso Electric Company | 2023 | newman unit 6 |  |  |  | combustion_turbine | outdoor | 2023 | 2023 | 273 | 254 | 224 | 225 | 225 | 228 | 0 | 36421 |  | 7945915 | 207860077 | 215805992 | 790498.1
31376 | steam_electric_generating_plant_statistics_large_plants_402_2023_c000465_palo_verde | 186 | x | El Paso Electric Company | 2023 | palo verde |  |  |  | nuclear | semioutdoor | 1986 | 1988 | 665 | 640 | 8760 | 622 | 622 | 632 | 298 | 4981410 | 2348106 | 572234894 | 1461887387 | 2001710912 | 3010091.6 | 11925100 | 37737302 | 9985968 | 4807600 | 0 | 0 | 6523750 | 41732807 | 0 | 0 | 3053506 | 1548526 | 5827908 | 7411232 | 1840810 | 132394509 | 26.6 | -34759475
31381 | steam_electric_generating_plant_statistics_large_plants_402_2023_c000465_rio_grande | 186 | x | El Paso Electric Company | 2023 | rio grande |  |  |  | steam | semioutdoor | 1929 | 1972 | 267 | 306 | 7539 | 228 | 228 | 244 | 37 | 821063 | 100946 | 13676704 | 90766034 | 105428629 | 394863.8 | 793837 | 17587345 |  | 1924782 |  |  | 486512 | 1645375 |  |  | 674886 | 166117 | 1946052 | 1828747 | 1148851 | 28202504 | 34.3 | 884946
31380 | steam_electric_generating_plant_statistics_large_plants_402_2023_c000465_rio_grande_unit_9 | 186 | x | El Paso Electric Company | 2023 | rio grande unit 9 |  |  |  | combustion_turbine | outdoor | 2013 | 2013 | 132 | 89 | 1285 | 88 | 88 | 90 | 0 | 73926 |  | 22169624 | 84833192 | 107002816 | 810627.4 | 508566 | 1606093 | [8 empty] | 80029 | 41886 |  | 1192510 | 127317 | 3556401 | 48.1
31382 | steam_electric_generating_plant_statistics_large_plants_402_2023_c000465_total | 186 | X | El Paso Electric Company | 2023 | total | [21 empty] | 99232955 | 9985968 | 4101627 |  |  | 5042285 | 4552879 | 576077 | 300000 | 1851759 | 975534 | 5987270 | 7120536 | 3198846 | 134633244
31778 | steam_electric_generating_plant_statistics_large_plants_402_2023_c008998_arkansas_nuclear_one | 226 | x | Entergy Arkansas, Inc. | 2023 | arkansas nuclear one |  |  |  | nuclear |  | 1974 | 1980 | 1845 | 1876 | 16507 |  | 1824 | 1824 | 1093 | 14962022 | 2641307 | 675660449 | 3001703491 | 3917072365 | 2123074.5 | 32841673 | 72846884 | 8034036 | 37526834 | 0 | 0 | 0 | 42614740 | 707506 | 0 | 20548978 | 57857 | 1056170 | 11994905 | 98825175 | 327054758 | 21.9 | 237067118
31777 | steam_electric_generating_plant_statistics_large_plants_402_2023_c008998_hot_spring | 226 | x | Entergy Arkansas, Inc. | 2023 | hot spring |  |  |  | combustion_turbine | outdoor | 2002 | 2002 | 715 | 629 | 4972 |  | 594 | 609 | 26 | 2171652.818 | 1925138 | 120227765 | 236583124 | 358736027 | 501728.7 | 1784086 | 45384742 |  |  |  |  | 652382 | 2524818 | 22043 |  | 212244 | 114126 |  | 4516704 | 143224 | 55354369 | 25.5 | 0
31781 | steam_electric_generating_plant_statistics_large_plants_402_2023_c008998_independence | 226 | x | Entergy Arkansas, Inc. | 2023 | independence |  |  |  | steam | outdoor | 1983 | 1983 | 284 | 849 | 6099 |  | 822 | 839 | 51 | 847707.999 | 773576 | 12141175 | 169879071 | 183743766 | 646985.1 | 517191 | 23655331 | 0 | 261146 | 0 | 0 | 161922 | 30667 | 12449 | 0 | 42690 | 151293 | 2304153 | 669665 | 1215025 | 29021532 | 34.2 | 949944
31780 | steam_electric_generating_plant_statistics_large_plants_402_2023_c008998_lake_catherine | 226 | x | Entergy Arkansas, Inc. | 2023 | lake catherine |  |  |  | steam | outdoor | 1950 | 1970 | 553 | 523 | 699 |  | 522 | 522 | 32 | 169122.692 | 33725 | 6722311 | 63167541 | 70246170 | 127027.4 | 947184 | 12129585 |  | 799746 |  |  | 565792 | 1444339 | 55947 |  | 130791 | 181732 | 1604115 | 2379312 | 355850 | 20594393 | 121.8 | 322593
31776 | steam_electric_generating_plant_statistics_large_plants_402_2023_c008998_ouachita_1__2 | 226 | x | Entergy Arkansas, Inc. | 2023 | ouachita 1 & 2 |  |  |  | combustion_turbine | outdoor | 2002 | 2002 | 603 | 612 | 8313 |  | 475 | 545 | 21 | 2340720.761 | 332811 | 154056317 | 168267791 | 322656919 | 535086.1 | 1285576 | 40414738 |  |  |  |  | 1048016 | 3498519 | 94010 | 97 | 141443 | 211504 |  | 4834042 | 242401 | 51770346 | 22.1 | 0
31775 | steam_electric_generating_plant_statistics_large_plants_402_2023_c008998_total | 226 | X | Entergy Arkansas, Inc. | 2023 | total | [21 empty] | 248142877 | 8034036 | 3008300 |  |  | 1287023 | 5622731 | 128199 | 97 | 351780 | 1360508 | 10359319 | 5366517 | 2211273 | 281537470
31779 | steam_electric_generating_plant_statistics_large_plants_402_2023_c008998_union_power_station | 226 | x | Entergy Arkansas, Inc. | 2023 | union power station |  |  |  | combined_cycle | outdoor | 2003 | 2003 | 577 | 585 | 7195 |  | 501 | 535 | 15 | 3387610.201 | 2815915 | 137541375 | 193871777 | 334229067 | 579253.1 | 551385 | 61412875 |  |  |  |  | 1761002 | 3721078 | 11712 |  | 168306 | 20002 |  | 2725799 | 159743 | 70531902 | 20.8 | 0
31782 | steam_electric_generating_plant_statistics_large_plants_402_2023_c008998_white_bluff | 226 | x | Entergy Arkansas, Inc. | 2023 | white bluff |  |  |  | steam | outdoor | 1980 | 1981 | 1026 | 100 | 4405 |  | 1639 | 1641 | 101 | 2053932.984 | 1109654 | 49291314 | 529289251 | 591207348 | 576225.5 | 2234148 | 63862064 | 0 | 1947408 | 0 | 0 | 559308 | 4047990 | 59804 | 0 | 178300 | 1027483 | 6451051 | 2317540 | 640298 | 83325394 | 40.6 | 11517129
31805 | steam_electric_generating_plant_statistics_large_plants_402_2023_c004995_acadia | 362 | x | Entergy Louisiana, LLC | 2023 | acadia |  |  |  | combustion_turbine | outdoor | 2002 | 2002 | 817 | 599 | 6483 | 0 | 550 | 562 |  | 2945722.847 | 1388809 | 24733812 | 241461826 | 267584447 | 327520.7 | 382592 | 67176648 |  | 173694 |  |  | 87453 | 1454645 | 7851 | 40 | 16100 | 1043 | 5046 | 5821678 | 1270538 | 76397328 | 25.9
31804 | steam_electric_generating_plant_statistics_large_plants_402_2023_c004995_big_cajun_2_unit_3 | 362 | x | Entergy Louisiana, LLC | 2023 | big cajun 2 unit 3 |  |  |  | steam | outdoor | 1983 | 1983 | 619 | 568 | 5438 | 0 | 0 | 557 |  | 247240.226 | 115864 | 27932497 | 121360498 | 152768040 | 246798.1 | 599139 | 12209037 |  | 521178 |  |  | 398307 | 1026466 | 7655 | 63 | 426544 | 567166 | 4081713 | 536239 | 161171 | 20534678 | 83.1 | 3359181
31802 | steam_electric_generating_plant_statistics_large_plants_402_2023_c004995_calcasieu | 362 | x | Entergy Louisiana, LLC | 2023 | calcasieu |  |  |  | combustion_turbine | outdoor | 2001 | 2001 | 359 | 335 | 794 | 0 | 300 | 322 | 5 | 104320.961 | 618502 | 664753 | 134141699 | 135424954 | 377228.3 | 331694 | 4871201 |  | 378 |  |  | 441760 | 697043 | 21903 | 36 | 11223 | 72862 | 2889 | 3058820 | 104899 | 9614708 | 92.2
31808 | steam_electric_generating_plant_statistics_large_plants_402_2023_c004995_j_wayne_leonard | 362 | x | Entergy Louisiana, LLC | 2023 | j. wayne leonard |  |  |  | combustion_turbine | outdoor | 2019 | 2019 | 1280 | 174 | 8736 | 0 | 907 | 972 | 33 | 5059179.613 |  | 74723669 | 713854824 | 788578493 | 616000 | 791860 | 129060037 |  | 1140 |  |  | 350419 | 7281677 | 131107 | 50 | 30219 | 469903 | 8722 | 2146707 | 320951 | 140592792 | 27.8
31810 | steam_electric_generating_plant_statistics_large_plants_402_2023_c004995_lake_charles | 362 | x | Entergy Louisiana, LLC | 2023 | lake charles |  |  |  | combustion_turbine | outdoor | 2020 | 2020 | 1280 | 227 | 3156 | 0 | 918 | 972 | 31 | 5899851.625 |  | 74143212 | 723584797 | 797728009 | 623000 | 1424847 | 133022811 |  | 1140 |  |  | 3161133 | 4475452 | 102131 | 50 | 292881 | 548097 | 8722 | 1375946 | 540284 | 144953494 | 24.6
31799 | steam_electric_generating_plant_statistics_large_plants_402_2023_c004995_little_gypsy_2__3 | 362 | x | Entergy Louisiana, LLC | 2023 | little gypsy 2 & 3 |  |  |  | steam | outdoor | 1961 | 1969 | 1003 | 1012 | 7991 | 0 | 929 | 950 | 41 | 575977.091 | 914441 | 17465488 | 196805828 | 215618917 | 214974 | 1863848 | 18741205 |  | 908510 |  |  | 835175 | 1693067 | 37469 | 506 | 911539 | 553920 | 2112497 | 1049766 | 222308 | 28929810 | 50.2 | 433160
31800 | steam_electric_generating_plant_statistics_large_plants_402_2023_c004995_louisiana_station | 362 | x | Entergy Louisiana, LLC | 2023 | louisiana station |  |  |  | steam | outdoor | 1950 | 1953 | 250 | 0 | 0 | 0 | 190 | 206 |  |  |  | 4503246 | 32826709 | 37418874 | 150000 | 129909 |  |  | 242 |  |  | 8091 | 121949 | 2917 |  | 5902 | 381 | 1849 | 2030 | 97 | 273367 |  | 88919
31794 | steam_electric_generating_plant_statistics_large_plants_402_2023_c004995_ninemile_6 | 362 | x | Entergy Louisiana, LLC | 2023 | ninemile 6 |  |  |  | combustion_turbine | outdoor | 2014 | 2014 | 650 | 1458 | 6367 | 0 | 557 | 608 | 29 | 4310782.633 |  | 53535033 | 574945995 | 628481028 | 967000 | 2040208 | 93942642 |  | 713 |  |  | 949651 | 1600617 | 128170 | 61 | 18401 | 268495 | 5456 | 3912454 | 488176 | 103355044 | 20
31811 | steam_electric_generating_plant_statistics_large_plants_402_2023_c004995_ninemile_point_4_5 | 362 | x | Entergy Louisiana, LLC | 2023 | ninemile point 4& 5 |  |  |  | steam | outdoor | 1951 | 1973 | 1790 | 216 | 4322 | 0 | 1483 | 1517 |  | 3737431.05 | 286319 | 28363086 | 415370100 | 444567808 | 248000 | 1289865 | 115791012 |  | 1965954 |  |  | 2028910 | 2753989 | 169658 | 2271 | 651725 | 586243 | 3210947 | -10758 | 888071 | 129327887 | 34.6 | 548303
31793 | steam_electric_generating_plant_statistics_large_plants_402_2023_c004995_ouachita_3 | 362 | x | Entergy Louisiana, LLC | 2023 | ouachita 3 |  |  |  | steam | outdoor | 2002 | 2002 | 301 | 294 | 5798 | 0 | 248 | 272 | 10 | 1395140.904 | 166405 | 80126388 | 75575790 | 155868583 | 518000 | 857891 | 26668534 |  | 958 |  |  | 619563 | 1775429 | 50187 | 21 | 90121 | 56317 | 7331 | 1107980 | 120943 | 31355275 | 20
31792 | steam_electric_generating_plant_statistics_large_plants_402_2023_c004995_perryville | 362 | x | Entergy Louisiana, LLC | 2023 | perryville |  |  |  | combustion_turbine | outdoor | 2002 | 2002 | 824 | 577 | 5896 | 0 | 673 | 752 | 29 | 4213741.83 | 1372119 | 159294765 | 218556815 | 379223699 | 460000 | 1339693 | 82400051 |  | 882 |  |  | 1053990 | 3497921 | 48789 | 80 | 166584 | 116122 | 6748 | 2699527 | 225675 | 91556062 | 20
31807 | steam_electric_generating_plant_statistics_large_plants_402_2023_c004995_river_bend | 362 | x | Entergy Louisiana, LLC | 2023 | river bend |  |  |  | nuclear |  | 1986 | 1986 | 1036 | 1185 | 8289 | 0 | 986 | 986 | 783 | 4342426.02 | 8506358 | 1477875052 | 2368553411 | 4022153711 | 3882000 | 28575468 | 30335689 | 9783770 | 27177880 |  |  |  | 30470351 | 1639847 |  | 12660257 | 1866491 | 13185644 | 4813964 | 43363112 | 203872473 | 46.9 | 167218890
31795 | steam_electric_generating_plant_statistics_large_plants_402_2023_c004995_roy_s_nelson_4 | 362 | x | Entergy Louisiana, LLC | 2023 | roy s. nelson 4 |  |  |  | steam | outdoor | 1960 | 1970 | 592 | 0 | 0 | 0 | 425 | 437 |  |  | 2171045 | 1419682 | -2280450 | 1482746 | 3000 | [17 empty] | 172469
31796 | steam_electric_generating_plant_statistics_large_plants_402_2023_c004995_roy_s_nelson_6 | 362 | x | Entergy Louisiana, LLC | 2023 | roy s. nelson 6 |  |  |  | steam | outdoor | 1982 | 1982 | 615 | 508 | 2194 | 0 | 524 | 524 | 48 | 619328.485 | 1717 | 50687835 | 264409007 | 315474437 | 513000 | 1117067 | 15716967 |  | 1156950 |  |  | 494908 | 1115548 | 16970 | 286 | 142094 | 812428 | 2443190 | 945849 | 250810 | 24213067 | 39.1 | 375878
31797 | steam_electric_generating_plant_statistics_large_plants_402_2023_c004995_sterlington_7 | 362 | x | Entergy Louisiana, LLC | 2023 | sterlington 7 |  |  |  | combined_cycle | outdoor | 1958 | 1974 | 160 | 0 | 0 | 0 | 46 | 54 |  |  | 90528 | 7777424 | 7878601 | 15882476 | 99000 | 31007 | 73805 |  | 16826 |  |  | 7867 | 233332 | 8595 |  | 1084 | 98392 | 318 | 43569 | 9232 | 524027 |  | 135923
31806 | steam_electric_generating_plant_statistics_large_plants_402_2023_c004995_total | 362 | X | Entergy Louisiana, LLC | 2023 | total | [21 empty] | 847654746 | 16332896 | 5414628 |  |  | 4773934 | 12779300 | 379260 | 4361 | 2509154 | 2944379 | 13317538 | 3801884 | 2019585 | 904289626
31798 | steam_electric_generating_plant_statistics_large_plants_402_2023_c004995_union_3__4 | 362 | x | Entergy Louisiana, LLC | 2023 | union 3 & 4 |  |  |  | combined_cycle | outdoor | 2003 | 2003 | 1154 | 813 | 7844 | 0 | 1015 | 1095 | 30 | 6367164.891 | 5179960 | 250949818 | 370099129 | 626228907 | 543000 | 1780514 | 126815404 |  | 2557 |  |  | 3623217 | 6348096 | 43583 | 720 | 403144 | 30657 | 19562 | 5500206 | 353306 | 144920966
31809 | steam_electric_generating_plant_statistics_large_plants_402_2023_c004995_washington_parish | 362 | x | Entergy Louisiana, LLC | 2023 | washington parish |  |  |  | combustion_turbine | outdoor | 2020 | 2020 | 400 | 405 | 1262 | 0 | 370 | 390 | 7 | 345069.435 | 3897439 | 35995989 | 184946747 | 224840175 | 562000 | 803271 | 11590412 |  | 458 |  |  | 194364 | 1070585 | 10541 | 25 | 11173 | 147036 | 3500 | 835135 | 159198 | 14825698 | 43
31801 | steam_electric_generating_plant_statistics_large_plants_402_2023_c004995_waterford_1__2 | 362 | x | Entergy Louisiana, LLC | 2023 | waterford 1 & 2 |  |  |  | steam | outdoor | 1975 | 1975 | 932 | 453 | 1308 | 0 | 828 | 838 | 20 | 239697.562 | 2821239 | 32787212 | 238461193 | 274069644 | 294000 | 906828 | 8446142 |  | 663048 |  |  | 847593 | 1621957 | 30649 | 152 | 154521 | 339870 | 1399048 | 1346495 | 486845 | 16243148
31803 | steam_electric_generating_plant_statistics_large_plants_402_2023_c004995_waterford_3 | 362 | x | Entergy Louisiana, LLC | 2023 | waterford 3 |  |  |  | nuclear |  | 1985 | 1985 | 1200 | 1185 | 6754 | 0 | 1200 | 1200 | 770 | 7801645.503 | 898633 | 1079181669 | 3415653539 | 4806050772 | 4005042.3 | 41587407 | 43002130 | 6549126 | 37290452 |  |  |  | 35928054 | 4540268 |  | 17197635 | 280964 | 6320985 | 2893852 | 43021933 | 238612806 | 30.6 | 310316931
31786 | steam_electric_generating_plant_statistics_large_plants_402_2023_c000851_big_cajun_2_unit_3 | 234 | x | Entergy Texas, Inc. | 2023 | big cajun 2 unit 3 |  |  |  | steam | outdoor | 1905 | 1905 | 104 | 104 | 6126 |  | 104 | 104 |  | 182744.07 | 85639 | 20638112 | 91317567 | 114553099 | 1101000 | 418860 | 9024071 |  | 384743 |  |  | 278492 | 968529 | 5486 | 4 | 321740 | 418522 | 3013480 | 396093 | 271026 | 15501046 | 84.8 | 2511781
31789 | steam_electric_generating_plant_statistics_large_plants_402_2023_c000851_hardin_county | 234 | x | Entergy Texas, Inc. | 2023 | hardin county |  |  |  | combustion_turbine | outdoor | 2010 | 2010 | 170 | 502 | 1173 |  | 145 | 157 |  | 128072.704 | 387958 | 44342836 | 31368112 | 76098906 | 448000 | 88116 | 4392387 | [5 empty] | 177844 | 1572 |  | 5178 | 18 | 56 | 1182238 | 2182792 | 8030201 | 62.7
31785 | steam_electric_generating_plant_statistics_large_plants_402_2023_c000851_lewis_creek | 234 | x | Entergy Texas, Inc. | 2023 | lewis creek |  |  |  | steam | outdoor | 1905 | 1905 | 543 | 502 | 7134 |  | 500 | 510 | 40 | 1783143.834 | 3269303 | 132339179 | 226099504 | 361836696 | 666000 | 1609566 | 41982638 |  | 443685 |  |  | 2293346 | 4367711 | 47940 |  | 58587 | 563180 | 2746719 | 1904447 | 1025277 | 57043096 | 32 | 128710
31783 | steam_electric_generating_plant_statistics_large_plants_402_2023_c000851_montgomery_county | 234 | x | Entergy Texas, Inc. | 2023 | montgomery county |  |  |  | steam | outdoor | 2018 | 2021 | 998 | 1009 | 8439 |  | 909 | 972 | 27 | 5744439.057 |  | 44271313 | 674549590 | 718820903 | 720000 | 1027663 | 101681038 |  |  |  |  | 2009419 | 8317691 | 15728 | 470238 | 131388 | 220740 | 348 | 3180694 | 706208 | 117761155 | 20.5
31787 | steam_electric_generating_plant_statistics_large_plants_402_2023_c000851_roy_s_nelson_6 | 234 | x | Entergy Texas, Inc. | 2023 | roy s. nelson 6 |  |  |  | steam | outdoor | 1905 | 1905 | 183 | 159 | 4322 |  | 156 | 156 | 48 | 457766.437 | 1269 | 32655790 | 180614667 | 213630708 | 1167000 | 762126 | 11308674 |  | 917961 |  |  | 336903 | 1651683 | 9641 | 19 | 90914 | 592430 | 1586160 | 664999 | 321884 | 18243394 | 39.9 | 358982
31784 | steam_electric_generating_plant_statistics_large_plants_402_2023_c000851_sabine | 234 | x | Entergy Texas, Inc. | 2023 | sabine |  |  |  | steam | outdoor | 1905 | 1905 | 1812 | 1472 | 7829 |  | 1606 | 1643 | 64 | 3802743.927 | 1036203 | 49352408 | 471544961 | 522224073 | 288000 | 1938931 | 112868020 |  | 3647246 |  |  | 2579780 | 3911556 | 60875 | 2 | 191250 | 919528 | 6070853 | 3822996 | 2050592 | 138061629 | 36.3 | 290501
31788 | steam_electric_generating_plant_statistics_large_plants_402_2023_c000851_total | 234 | X | Entergy Texas, Inc. | 2023 | total | [21 empty] | 281315688 |  | 5393635 |  |  | 5488521 | 11750771 | 135244 | 470263 | 699724 | 2492075 | 13417616 | 6787456 | 4068896 | 337226209
31857 | steam_electric_generating_plant_statistics_large_plants_402_2023_c001030_anhinga | 247 | x | Florida Power & Light Company | 2023 | anhinga |  |  |  | photovoltaic | outdoor | 2023 | 2023 | 74.5 | 74.5 | 7320 |  | 74.5 | 74.5 | 0 | 127680.74 | 3434060 | 30009010 | 46390301 | 79833371 | 1072000 | [10 empty] | 57177 | 57176 |  |  |  | 114353 | 1
31845 | steam_electric_generating_plant_statistics_large_plants_402_2023_c001030_apalachee | 247 | x | Florida Power & Light Company | 2023 | apalachee |  |  |  | photovoltaic | outdoor | 2023 | 2023 | 74.5 | 74.5 | 7320 |  | 74.5 | 74.5 | 0 | 145405.51 | 4522069 | 29795050 | 54304650 | 88621769 | 1190000 | [10 empty] | 22605 | 22605 |  |  |  | 45210
31914 | steam_electric_generating_plant_statistics_large_plants_402_2023_c001030_babcock_preserve_solar_energy_center | 247 | x | Florida Power & Light Company | 2023 | babcock preserve solar energy center |  |  |  | photovoltaic | outdoor | 2020 | 2020 | 74.5 | 74.5 | 8760 |  | 74.5 | 74.5 | 0 | 160895.83 |  | 7804829 | 71189028 | 78993857 | 1060000 | [7 empty] | 2519 |  |  | 267057 | 43827 |  |  |  | 313403 | 2
31905 | steam_electric_generating_plant_statistics_large_plants_402_2023_c001030_babcock_solar_energy_center | 247 | x | Florida Power & Light Company | 2023 | babcock solar energy center |  |  |  | photovoltaic | outdoor | 2016 | 2016 | 74.5 | 74.5 | 8760 |  | 74.5 | 74.5 | 0 | 146156.14 | 4463213 | 8727985 | 116725722 | 129916920 | 1744000 | 220690 | [6 empty] | 1159 |  |  | 10350 | 10350 |  |  |  | 242549 | 2
31896 | steam_electric_generating_plant_statistics_large_plants_402_2023_c001030_barefoot_bay_solar_energy_center | 247 | x | Florida Power & Light Company | 2023 | barefoot bay solar energy center |  |  |  | photovoltaic | outdoor | 2018 | 2018 | 74.5 | 74.5 | 8760 |  | 74.5 | 74.5 | 0 | 156124.92 | 6076227 | 10482867 | 80129778 | 96688872 | 1298000 | 193847 | [6 empty] | 55744 |  |  | 25171 | 25171 |  | 3111 |  | 303044 | 2
31846 | steam_electric_generating_plant_statistics_large_plants_402_2023_c001030_blackwater_river | 247 | x | Florida Power & Light Company | 2023 | blackwater river |  |  |  | photovoltaic | outdoor | 2023 | 2023 | 74.5 | 74.5 | 8040 |  | 74.5 | 74.5 | 0 | 113928.71 | 2169585 | 16573496 | 63532442 | 82275523 | 1104000 | [10 empty] | 87703 | 87703 |  |  |  | 175406 | 2
31901 | steam_electric_generating_plant_statistics_large_plants_402_2023_c001030_blue_cypress_solar_energy_center | 247 | x | Florida Power & Light Company | 2023 | blue cypress solar energy center |  |  |  | photovoltaic | outdoor | 2018 | 2018 | 74.5 | 74.5 | 8760 |  | 74.5 | 74.5 | 10 | 149236.85 | 3331757 | 7117126 | 83284108 | 93732991 | 1258000 | 154263 | [9 empty] | 26956 | 26956 |  | 503 |  | 208678 | 1
31887 | steam_electric_generating_plant_statistics_large_plants_402_2023_c001030_blue_heron_solar_energy_center | 247 | x | Florida Power & Light Company | 2023 | blue heron solar energy center |  |  |  | photovoltaic | outdoor | 2020 | 2020 | 74.5 | 74.5 | 8760 |  | 74.5 | 74.5 | 0 | 155587.87 | 5197721 | 7213124 | 72269088 | 84679933 | 1137000 | [7 empty] | 1587 |  |  | 291231 | 54035 |  |  |  | 346853 | 2
31885 | steam_electric_generating_plant_statistics_large_plants_402_2023_c001030_blue_indigo_solar_energy_center | 247 | x | Florida Power & Light Company | 2023 | blue indigo solar energy center |  |  |  | photovoltaic | outdoor | 2020 | 2020 | 74.5 | 74.5 | 8760 |  | 74.5 | 74.5 | 6 | 140207.08 | 4468130 | 8589916 | 79767033 | 92825079 | 1246000 | [10 empty] | 189746 | 189680 |  |  |  | 379426 | 3
31854 | steam_electric_generating_plant_statistics_large_plants_402_2023_c001030_blue_springs_solar_energy_center | 247 | x | Florida Power & Light Company | 2023 | blue springs solar energy center |  |  |  | photovoltaic | outdoor | 2021 | 2021 | 74.5 | 74 | 8760 |  | 74.5 | 74.5 | 0 | 141153.12 | 3962546 | 25512457 | 66673363 | 96148366 | 1291000 | [10 empty] | 140076 | 140075 |  |  |  | 280151 | 2
31856 | steam_electric_generating_plant_statistics_large_plants_402_2023_c001030_bluefield_preserve | 247 | x | Florida Power & Light Company | 2023 | bluefield preserve |  |  |  | photovoltaic | outdoor | 2023 | 2023 | 74.5 | 74.5 | 7320 |  | 74.5 | 74.5 | 0 | 145468.46 | 4695095 | 23839863 | 49707120 | 78242078 | 1050000 | [10 empty] | 23005 | 23005 |  | 519 |  | 46529
31873 | steam_electric_generating_plant_statistics_large_plants_402_2023_c001030_cape_canaveral | 247 | x | Florida Power & Light Company | 2023 | cape canaveral |  |  |  | combined_cycle | conventional | 2013 | 2013 | 1331 | 1382 | 8754 |  | 1318 | 1305 | 27 | 7119146 | 804071 | 84414511 | 901169594 | 986388176 | 741000 | 972355 | 205464911 |  |  |  |  | 939502 | 1409480 |  |  | 939502 | 942521 |  | 1130086 | 1111485 | 212909842 | 30
31888 | steam_electric_generating_plant_statistics_large_plants_402_2023_c001030_cattle_ranch_solar_energy_center | 247 | x | Florida Power & Light Company | 2023 | cattle ranch solar energy center |  |  |  | photovoltaic | outdoor | 2020 | 2020 | 74.5 | 74.5 | 8760 |  | 74.5 | 74.5 | 0 | 148015.55 | 746498 | 9642087 | 66680272 | 77068857 | 1034000 | [7 empty] | 1159 |  |  | 284405 | 41619 |  |  |  | 327183 | 2
31855 | steam_electric_generating_plant_statistics_large_plants_402_2023_c001030_cavendish | 247 | x | Florida Power & Light Company | 2023 | cavendish |  |  |  | photovoltaic | outdoor | 2023 | 2023 | 74.5 | 74.5 | 8016 |  | 74.5 | 74.5 | 0 | 124689.28 | 3098436 | 13504151 | 67788084 | 84390671 | 1133000 | [10 empty] | 26947 | 26947 |  |  |  | 53894
31847 | steam_electric_generating_plant_statistics_large_plants_402_2023_c001030_chautauqua | 247 | x | Florida Power & Light Company | 2023 | chautauqua |  |  |  | photovoltaic | outdoor | 2023 | 2023 | 74.5 | 74.5 | 7368 |  | 74.5 | 74.5 | 0 | 136661.18 | 7594205 | 15526033 | 71639695 | 94759933 | 1272000 | [10 empty] | 76059 | 76059 |  |  |  | 152118 | 1
31852 | steam_electric_generating_plant_statistics_large_plants_402_2023_c001030_chipola_river | 247 | x | Florida Power & Light Company | 2023 | chipola river |  |  |  | photovoltaic | outdoor | 2023 | 2023 | 74.5 | 73 | 8040 |  | 74.5 | 74.5 | 0 | 120169.1 | 5093567 | 26338898 | 55028422 | 86460887 | 1161000 | [10 empty] | 50790 | 50789 |  |  |  | 101579 | 1
31906 | steam_electric_generating_plant_statistics_large_plants_402_2023_c001030_citrus_solar_energy_center | 247 | x | Florida Power & Light Company | 2023 | citrus solar energy center |  |  |  | photovoltaic | outdoor | 2016 | 2016 | 74.5 | 74.5 | 8760 |  | 74.5 | 74.5 | 0 | 149051.01 | 650654 | 9239930 | 117809322 | 127699906 | 1714000 | 291685 | [6 empty] | 1159 |  |  | 83499 | 83811 |  |  |  | 460154 | 3
31904 | steam_electric_generating_plant_statistics_large_plants_402_2023_c001030_coral_farms_solar_energy_center | 247 | x | Florida Power & Light Company | 2023 | coral farms solar energy center |  |  |  | photovoltaic | outdoor | 2018 | 2018 | 74.5 | 74.5 | 8760 |  | 74.5 | 74.5 | 0 | 134640.61 | 2213840 | 6672511 | 81413139 | 90299490 | 1212000 | 215267 | [9 empty] | 98986 | 98986 |  |  |  | 413239 | 3
31858 | steam_electric_generating_plant_statistics_large_plants_402_2023_c001030_cotton_creek_solar_energy_center | 247 | x | Florida Power & Light Company | 2023 | cotton creek solar energy center |  |  |  | photovoltaic | outdoor | 2021 | 2021 | 74.5 | 74.5 | 8760 |  | 74.5 | 74.5 | 0 | 144789.44 | 5230026 | 27330804 | 66246270 | 98807100 | 1326000 | [10 empty] | 201365 | 201235 |  |  |  | 402600 | 3
31849 | steam_electric_generating_plant_statistics_large_plants_402_2023_c001030_cypress_pond | 247 | x | Florida Power & Light Company | 2023 | cypress pond |  |  |  | photovoltaic | outdoor | 2023 | 2023 | 74.5 | 72 | 5905 |  | 74.5 | 74.5 | 0 | 102560.79 | 5527272 | 34056715 | 52333242 | 91917229 | 1234000 | [10 empty] | 29379 | 29379 |  |  |  | 58759 | 1
31934 | steam_electric_generating_plant_statistics_large_plants_402_2023_c001030_dania_beach_energy_center | 247 | x | Florida Power & Light Company | 2023 | dania beach energy center |  |  |  | combined_cycle | conventional | 2022 | 2022 | 1448 | 1297 | 7734 |  | 1189 | 1188 | 28 | 6072862.62 | 5714666 | 298068517 | 603000290 | 906783473 | 626000 |  | 168446018 | [5 empty] | 921 |  |  | 1074850 | 985427 |  | 1062430 | 352569 | 171922215 | 28
31920 | steam_electric_generating_plant_statistics_large_plants_402_2023_c001030_daniel | 247 | x | Florida Power & Light Company | 2023 | daniel |  |  |  | steam | outdoor | 1977 | 1981 | 548 |  | 406 |  | 502 | 502 | 103 | 109765 | 4135018 | 78424921 | 667177904 | 766216919 | 1398000 | 3244616 | 5920841 |  | 176287 |  |  | 2001837 | 4800655 |  | 1544725 | 1490765 | 1138474 | 3795148 | 1090933 | 514551 | 25718832 | 234 | 16479076
31909 | steam_electric_generating_plant_statistics_large_plants_402_2023_c001030_desoto_solar_energy_center | 247 | x | Florida Power & Light Company | 2023 | desoto solar energy center |  |  |  | photovoltaic | outdoor | 2009 | 2009 | 23 | 31 | 8760 |  | 74.5 | 74.5 | 12 | 33461.39 | 255507 | 5263916 | 142549816 | 148069239 | 6438000 | 64697 | [6 empty] | 208796 |  |  | 63488 | 81372 |  | 31489 | 22163 | 472005 | 14
31916 | steam_electric_generating_plant_statistics_large_plants_402_2023_c001030_discovery_solar_energy_center | 247 | x | Florida Power & Light Company | 2023 | discovery solar energy center |  |  |  | photovoltaic | outdoor | 2021 | 2021 | 74.5 | 74.5 | 8760 |  | 74.5 | 74.5 | 0 | 148512.13 |  | 13047338 | 69936393 | 90727206 | 1218000 | 117 | [5 empty] | 117 |  |  |  | 86685 | 40506 |  |  |  | 127425 | 1 | 7743475
31932 | steam_electric_generating_plant_statistics_large_plants_402_2023_c001030_echo_river_solar_energy_center | 247 | x | Florida Power & Light Company | 2023 | echo river solar energy center |  |  |  | photovoltaic | outdoor | 2020 | 2020 | 74.5 | 74 | 8760 |  | 74.5 | 74.5 | 0 | 164680.96 | 4834830 | 11048094 | 78922433 | 94805357 | 1273000 | [8 empty] | 383 |  | 321792 | 144330 |  |  |  | 466505 | 3
31928 | steam_electric_generating_plant_statistics_large_plants_402_2023_c001030_egret_solar_energy_center | 247 | x | Florida Power & Light Company | 2023 | egret solar energy center |  |  |  | photovoltaic | outdoor | 2020 | 2020 | 74.5 | 74.5 | 8760 |  |  |  | 0 | 141641.34 | 4786981 | 12044678 | 61456655 | 78288314 | 1051000 | [7 empty] | 158 |  |  | 181593 | 30059 |  |  |  | 211810 | 1
31879 | steam_electric_generating_plant_statistics_large_plants_402_2023_c001030_elder_branch_solar_engery_center | 247 | x | Florida Power & Light Company | 2023 | elder branch solar engery center |  |  |  | photovoltaic | outdoor | 2022 | 2022 | 74.5 | 74.5 | 8760 |  | 74.5 | 74.5 | 0 | 181118.81 | 5500000 | 31438598 | 47627299 | 84565897 | 1135000 | [10 empty] | 212047 | 212047 |  |  |  | 424094 | 2
31863 | steam_electric_generating_plant_statistics_large_plants_402_2023_c001030_etonia_creek | 247 | x | Florida Power & Light Company | 2023 | etonia creek |  |  |  | photovoltaic | outdoor | 2023 | 2023 | 74.5 | 74.5 | 4417 |  | 74.5 | 74.5 | 0 | 82033.31 | 5947551 | 12166303 | 69441490 | 87555344 | 1175240 | [10 empty] | 17390 | 17390 |  |  |  | 34780
31884 | steam_electric_generating_plant_statistics_large_plants_402_2023_c001030_evans_grove_solar_energy_center | 247 | x | Florida Power & Light Company | 2023 | evans grove solar energy center |  |  |  | photovoltaic | outdoor | 2022 | 2022 | 74.5 | 74.5 | 8760 |  | 74.5 | 74.5 | 0 | 157239.37 | 5189150 | 12597055 | 65474331 | 83260536 | 1118000 | [7 empty] | 13618 |  |  | 122021 | 122021 |  | 320 |  | 257980 | 2
31853 | steam_electric_generating_plant_statistics_large_plants_402_2023_c001030_everglades | 247 | x | Florida Power & Light Company | 2023 | everglades |  |  |  | photovoltaic | outdoor | 2023 | 2023 | 74.5 | 74 | 8040 |  | 74.5 | 74.5 | 0 | 135636.27 | 13439907 | 9871618 | 69975517 | 93287042 | 1252000 | [10 empty] | 98973 | 98973 |  |  |  | 197946 | 1
31850 | steam_electric_generating_plant_statistics_large_plants_402_2023_c001030_first_city | 247 | x | Florida Power & Light Company | 2023 | first city |  |  |  | photovoltaic | outdoor | 2023 | 2023 | 74.5 | 74 | 8040 |  | 74.5 | 74.5 | 0 | 111142.35 | 2528091 | 20669830 | 61709486 | 84907407 | 1140000 | [10 empty] | 43934 | 43934 |  |  |  | 87868 | 1
31859 | steam_electric_generating_plant_statistics_large_plants_402_2023_c001030_flowers_creek | 247 | x | Florida Power & Light Company | 2023 | flowers creek |  |  |  | photovoltaic | outdoor | 2023 | 2023 | 74.5 | 74 | 7800 |  | 74.5 | 74.5 | 0 | 121960.66 | 6475697 | 15657148 | 57197150 | 79329995 | 1065000 | [10 empty] | 50193 | 50192 |  |  |  | 100386 | 1
31938 | steam_electric_generating_plant_statistics_large_plants_402_2023_c001030_fort_drum_solar_energy_center | 247 | x | Florida Power & Light Company | 2023 | fort drum solar energy center |  |  |  | photovoltaic | outdoor | 2021 | 2021 | 74.5 | 74.5 | 8760 |  | 74.5 | 74.5 | 0 | 151529 | 3098436 | 9551367 | 61680888 | 74330691 | 998000 | [10 empty] | 55395 | 55395 |  |  | 81598 | 192388 | 1
31874 | steam_electric_generating_plant_statistics_large_plants_402_2023_c001030_ft_myers | 247 | x | Florida Power & Light Company | 2023 | ft myers |  |  |  | combined_cycle | conventional | 2000 | 2002 | 1855 | 1814 | 8635 |  | 1761 | 1782 | 34 | 10310143 | 1423635 | 74093871 | 982637053 | 1058155328 | 570000 | 1465492 | 316211197 |  |  |  |  | 1330817 | 2683679 |  |  | 1238307 | 446395 |  | 1944625 | 234785 | 325555297 | 32 | 769
31872 | steam_electric_generating_plant_statistics_large_plants_402_2023_c001030_ft_myers__gas | 247 | x | Florida Power & Light Company | 2023 | ft myers - gas |  |  |  | combustion_turbine | conventional | 1974 | 1974 | 124 |  | 18 |  | 96 | 99 | 0 | 469.8 |  | 6173115 | 37734425 | 43907540 | 354000 | 35554 | 173932 |  |  |  |  | 9991 | 13228 |  |  | 8478 | -2413 |  | 15472 | 1674 | 255916 | 545 | 0
31860 | steam_electric_generating_plant_statistics_large_plants_402_2023_c001030_ft_myers__simple_cycle | 247 | x | Florida Power & Light Company | 2023 | ft myers - simple cycle |  |  |  | combustion_turbine | conventional | 2003 | 2016 | 883 | 862 | 883 |  | 808 | 816 | 0 | 387076 |  | 14140193 | 293654668 | 307794861 | 349000 | 130141 | 18949904 |  |  |  |  | 118250 | 194175 |  |  | 93539 | 17176 |  | 307990 | 19819 | 19830994 | 51
31935 | steam_electric_generating_plant_statistics_large_plants_402_2023_c001030_ghost_orchid_solar_energy_center | 247 | x | Florida Power & Light Company | 2023 | ghost orchid solar energy center |  |  |  | photovoltaic | outdoor | 2022 | 2022 | 74.5 | 74.5 | 8760 |  | 74.5 | 74.5 | 0 | 145682.47 | 3588022 | 39678764 | 34941495 | 78208281 | 1050000 | [10 empty] | 122357 | 122356 |  |  |  | 244713 | 2
31862 | steam_electric_generating_plant_statistics_large_plants_402_2023_c001030_gulf_clean_energy_center_47 | 247 | x | Florida Power & Light Company | 2023 | gulf clean energy center 4-7 |  |  |  | steam | conventional | 1959 | 1973 | 1135 | 948 | 5558 |  | 961 | 961 | 54 | 1860629.5 | 12370850 | 177447887 | 864570582 | 1072730809 | 945000 | 228757 | 113953977 |  | 2760341 |  |  | 1913742 | 3015830 |  |  | 500527 | 2118691 | 4219704 | 1336002 | 607621 | 130655192 | 70 | 18341490
31861 | steam_electric_generating_plant_statistics_large_plants_402_2023_c001030_gulf_clean_energy_center_8 | 247 | x | Florida Power & Light Company | 2023 | gulf clean energy center 8 |  |  |  | combustion_turbine | conventional | 2021 | 2021 | 972 | 927 | 726 |  | 920 | 872 | 0 | 381079 | 18506829 | 29235256 | 454127725 | 501869810 | 516000 | 0
31900 | steam_electric_generating_plant_statistics_large_plants_402_2023_c001030_hammock_solar_energy_center | 247 | x | Florida Power & Light Company | 2023 | hammock solar energy center |  |  |  | photovoltaic | outdoor | 2018 | 2018 | 74.5 | 74.5 | 8760 |  | 74.5 | 74.5 | 0 | 151275.97 | 4734132 | 13018156 | 80471532 | 98223820 | 1318000 | 284817 | [6 empty] | 1173 |  |  | 83239 | 83239 |  |  |  | 452468 | 3
31933 | steam_electric_generating_plant_statistics_large_plants_402_2023_c001030_hibiscus_solar_energy_center | 247 | x | Florida Power & Light Company | 2023 | hibiscus solar energy center |  |  |  | photovoltaic | outdoor | 2020 | 2020 | 74.5 | 74.5 | 8760 |  | 74.5 | 74.5 | 0 | 156010 | 10107950 | 12023692 | 78059880 | 100191522 | 1345000 | [7 empty] | 5478 |  |  | 249146 | 71208 |  |  |  | 325832 | 2
31903 | steam_electric_generating_plant_statistics_large_plants_402_2023_c001030_horizon_solar_energy_center | 247 | x | Florida Power & Light Company | 2023 | horizon solar energy center |  |  |  | photovoltaic | outdoor | 2018 | 2018 | 74.5 | 74.5 | 8760 |  | 74.5 | 74.5 | 9 | 141129.34 | 4875647 | 7940951 | 81644700 | 94461298 | 1268000 | 235767 | [6 empty] | 113546 |  |  | 49033 | 51101 |  |  |  | 449447 | 3
31913 | steam_electric_generating_plant_statistics_large_plants_402_2023_c001030_immokalee_solar_energy_center | 247 | x | Florida Power & Light Company | 2023 | immokalee solar energy center |  |  |  | photovoltaic | outdoor | 2022 | 2022 | 74.5 | 74.5 | 8760 |  | 74.5 | 74.5 | 0 | 160042.17 | 5691387 | 10872984 | 66143789 | 82708160 | 1110000 | [7 empty] | 5950 |  |  | 109457 | 109457 |  |  |  | 224864 | 1
31897 | steam_electric_generating_plant_statistics_large_plants_402_2023_c001030_indian_river_solar_energy_center | 247 | x | Florida Power & Light Company | 2023 | indian river solar energy center |  |  |  | photovoltaic | outdoor | 2018 | 2018 | 74.5 | 74.5 | 8760 |  | 74.5 | 74.5 | 0 | 5368.385 | 7225969 | 80387467 |  | 87613436 | 1176000 | 165631 | [6 empty] | 99580 |  |  | 40220 | 40220 |  |  |  | 345651 | 64
31899 | steam_electric_generating_plant_statistics_large_plants_402_2023_c001030_interstate_solar_energy_center | 247 | x | Florida Power & Light Company | 2023 | interstate solar energy center |  |  |  | photovoltaic | outdoor | 2019 | 2019 | 74.5 | 74.5 | 8760 |  | 74.5 | 74.5 | 0 | 146902.55 | 2693097 | 10569369 | 79613550 | 92876016 | 1247000 | [7 empty] | 69777 |  |  | 457670 | 55666 |  |  |  | 583113 | 4
31926 | steam_electric_generating_plant_statistics_large_plants_402_2023_c001030_lakeside_solar_energy_center | 247 | x | Florida Power & Light Company | 2023 | lakeside solar energy center |  |  |  | photovoltaic | outdoor | 2020 | 2020 | 74.5 | 74.5 | 8760 |  | 25 | 25 | 0 | 149748.19 | 7272085 | 8024575 | 62708100 | 78004760 | 1047000 | [10 empty] | 286840 | 117708 |  | 21 |  | 404569 | 3
31869 | steam_electric_generating_plant_statistics_large_plants_402_2023_c001030_lauderdale | 247 | x | Florida Power & Light Company | 2023 | lauderdale |  |  |  | combustion_turbine | conventional | 1970 | 1972 | 68 |  | 5 |  | 57 | 59 | 0 | 142.43 |  | 3312936 | 20377368 | 23690304 | 348000 | 55294 | 9370 |  |  |  |  | -3317 | 27073 |  |  | -1760 | -7244 |  | -198956 | 472 | -119068 | -836 | 0
31911 | steam_electric_generating_plant_statistics_large_plants_402_2023_c001030_lauderdale__simple_cycle | 247 | x | Florida Power & Light Company | 2023 | lauderdale - simple cycle |  |  |  | combustion_turbine | conventional | 2016 | 2016 | 1148 | 1154 | 509 |  | 1070 | 1065 | 0 | 278479.17 |  | 33127297 | 375778883 | 408906180 | 356000 | 207670 | 16582144 |  |  |  |  | 149058 | 223983 |  |  | 153529 | 148044 |  | 343283 | 171234 | 17978945 | 65
31898 | steam_electric_generating_plant_statistics_large_plants_402_2023_c001030_loggerhead_solar_energy_center | 247 | x | Florida Power & Light Company | 2023 | loggerhead solar energy center |  |  |  | photovoltaic | outdoor | 2018 | 2018 | 74.5 | 74.5 | 8760 |  | 74.5 | 74.5 | 0 | 145146 | 3664419 | 11116825 | 79552367 | 94333611 | 1266000 | 171875 | [9 empty] | 46221 | 46221 |  | 2692 |  | 267009 | 2
31929 | steam_electric_generating_plant_statistics_large_plants_402_2023_c001030_magnolia_springs_solar_energy_center | 247 | x | Florida Power & Light Company | 2023 | magnolia springs solar energy center |  |  |  | photovoltaic | outdoor | 2021 | 2021 | 74.5 | 74.5 | 8760 |  | 74.5 | 74.5 | 0 | 151318.1 | 6183932 | 14083791 | 62922742 | 83190465 | 1117000 | [10 empty] | 152449 | 72093 |  |  |  | 224542 | 1
31875 | steam_electric_generating_plant_statistics_large_plants_402_2023_c001030_manatee__cc | 247 | x | Florida Power & Light Company | 2023 | manatee - cc |  |  |  | combined_cycle | conventional | 2005 | 2005 | 1320 | 1279 | 7578 |  | 1232 | 1247 | 18 | 6663171.7 | 6092655 | 147196364 | 785399011 | 938688030 | 711000 | 1510833 | 191874400 |  | 92508 |  |  | 1262148 | 2725703 |  |  | 1155461 | 1518361 | 261768 | 2588211 | 329036 | 203318429 | 31
31868 | steam_electric_generating_plant_statistics_large_plants_402_2023_c001030_manatee__steam | 247 | x | Florida Power & Light Company | 2023 | manatee - steam |  |  |  | steam | outdoor | 1976 | 1977 | 1727 | 1095 | 71 |  | 0 | 1590 | 34 | -7399 |  | 75696189 | 639628332 | 718248711 | 416000 | 59915 | 1816818 |  | 63784 |  |  | 42220 | 504053 |  |  | 53109 | 682930 | 246437 | 72697 | 104925 | 3646888 | -493 | 2924190
31907 | steam_electric_generating_plant_statistics_large_plants_402_2023_c001030_manatee_solar_energy_center | 247 | x | Florida Power & Light Company | 2023 | manatee solar energy center |  |  |  | photovoltaic | outdoor | 2016 | 2016 | 74.5 | 74.5 | 8760 |  | 74.5 | 74.5 | 0 | 118721 |  | 10576102 | 115145890 | 125721992 | 1688000 | -706821 | [6 empty] | 1173 |  |  | 1183 | 1183 |  | 207 |  | -703075 | -6
31876 | steam_electric_generating_plant_statistics_large_plants_402_2023_c001030_martin_34 | 247 | x | Florida Power & Light Company | 2023 | martin 3&4 |  |  |  | combined_cycle | conventional | 1994 | 1994 | 1224 | 974 | 5241 |  | 944 | 978 | 27 | 2985145.21 | 11143313 | 229535146 | 808162697 | 1048841156 | 857000 | 1053325 | 90514628 |  |  |  |  | 768909 | 1469336 |  |  | 459237 | 217873 |  | 1567345 | 173486 | 96224139 | 32
31877 | steam_electric_generating_plant_statistics_large_plants_402_2023_c001030_martin_8 | 247 | x | Florida Power & Light Company | 2023 | martin 8 |  |  |  | combined_cycle | conventional | 2001 | 2005 | 1315 | 1270 | 7988 |  | 1228 | 1246 | 36 | 5469617 |  | 24077508 | 655286634 | 679364142 | 517000 | 889013 | 163287476 |  |  |  |  | 807784 | 1681330 |  |  | 488586 | 259448 |  | 2082726 | 199662 | 169696025 | 31
31910 | steam_electric_generating_plant_statistics_large_plants_402_2023_c001030_martin_solar_energy_center | 247 | x | Florida Power & Light Company | 2023 | martin solar energy center |  |  |  | solar_thermal | outdoor | 2010 | 2010 | 75 |  |  |  | 75 | 75 |  | 0 | [18 empty] | 284220 | 16337 | 300557
31893 | steam_electric_generating_plant_statistics_large_plants_402_2023_c001030_miamidade_solar_energy_center | 247 | x | Florida Power & Light Company | 2023 | miami-dade solar energy center |  |  |  | photovoltaic | outdoor | 2019 | 2019 | 74.5 | 74.5 | 8760 |  | 74.5 | 74.5 | 5 | 138098.49 | 17885680 | 5096241 | 77720249 | 100702170 | 1352000 | [7 empty] | 9963 |  |  | 350564 | 90982 |  |  |  | 451509 | 3
31925 | steam_electric_generating_plant_statistics_large_plants_402_2023_c001030_nassau_solar_energy_center | 247 | x | Florida Power & Light Company | 2023 | nassau solar energy center |  |  |  | photovoltaic | outdoor | 2020 | 2020 | 74.5 | 72 | 8760 |  | 74.5 | 74.5 | 0 | 141683.83 | 8775961 | 14706072 | 61543082 | 85025115 | 1141000 | [7 empty] | 59806 |  |  | 390960 | 89190 |  |  |  | 539956 | 4
31892 | steam_electric_generating_plant_statistics_large_plants_402_2023_c001030_northern_preserve_solar_energy_center | 247 | x | Florida Power & Light Company | 2023 | northern preserve solar energy center |  |  |  | photovoltaic | outdoor | 2020 | 2020 | 74.5 | 74.5 | 8760 |  | 74.5 | 74.5 | 0 | 125963.23 | 5019421 | 10626516 | 57187708 | 72833645 | 978000 | 1768 | [5 empty] | 1768 |  | 377 |  | 231468 | 83227 |  |  |  | 318608 | 3
31848 | steam_electric_generating_plant_statistics_large_plants_402_2023_c001030_okeechobee | 247 | x | Florida Power & Light Company | 2023 | okeechobee |  |  |  | combined_cycle | conventional | 2019 | 2019 | 1886 | 1702 | 8493 |  | 1655 | 1638 | 31 | 11370914.8 | 8888926 | 96262963 | 1122975325 | 1229568232 | 652000 | 6724521 | 309408763 | [5 empty] | 302734 |  |  | 123802 | 204416 |  | 965174 |  | 317729410 | 28 | 1441018
31912 | steam_electric_generating_plant_statistics_large_plants_402_2023_c001030_okeechobee_solar_energy_center | 247 | x | Florida Power & Light Company | 2023 | okeechobee solar energy center |  |  |  | photovoltaic | outdoor | 2020 | 2020 | 74.5 | 74.5 | 8760 |  | 74.5 | 74.5 | 0 | 155236.65 | 3098436 | 13748071 | 77322847 | 94169354 | 1264000 | [7 empty] | 3465 |  |  | 160009 | 77898 |  | 2297 |  | 243669 | 2
31918 | steam_electric_generating_plant_statistics_large_plants_402_2023_c001030_orange_blossom_solar_energy_center | 247 | x | Florida Power & Light Company | 2023 | orange blossom solar energy center |  |  |  | photovoltaic | outdoor | 2021 | 2021 | 74.5 | 74.5 | 8760 |  | 74.5 | 74.5 | 0 | 158727.48 | 4566241 | 6546610 | 66126326 | 77239177 | 1037000 | 176 | [9 empty] | 150444 | 93939 |  | 7764 |  | 252323 | 2
31924 | steam_electric_generating_plant_statistics_large_plants_402_2023_c001030_palm_bay_solar_energy_center | 247 | x | Florida Power & Light Company | 2023 | palm bay solar energy center |  |  |  | photovoltaic | outdoor | 2021 | 2021 | 74.5 | 74.5 | 8760 |  | 74.5 | 74.5 | 0 | 162817.82 | 5357656 | 6470665 | 72324929 | 84153250 | 1130000 | 57 | [5 empty] | 57 |  |  |  | 99861 | 57915 |  |  |  | 157890 | 1
31882 | steam_electric_generating_plant_statistics_large_plants_402_2023_c001030_pea_ridge | 247 | x | Florida Power & Light Company | 2023 | pea ridge |  |  |  | combustion_turbine | conventional | 1998 | 1998 | 13.7 | 13.7 | [8 empty] | 12042508 | 12439702 | 908000 |  | 1231919 | [5 empty] | -13046 | [5 empty] | 249351 |  | 1468224 |  | 397194
31927 | steam_electric_generating_plant_statistics_large_plants_402_2023_c001030_pelican_solar_energy_center | 247 | x | Florida Power & Light Company | 2023 | pelican solar energy center |  |  |  | photovoltaic | outdoor | 2021 | 2021 | 74.5 | 74.5 | 8760 |  |  |  | 0 | 158328.39 | 4317556 | 6954558 | 64773766 | 76045880 | 1021000 | [10 empty] | 147102 | 75330 |  |  |  | 222432 | 1
31851 | steam_electric_generating_plant_statistics_large_plants_402_2023_c001030_pink_trail | 247 | x | Florida Power & Light Company | 2023 | pink trail |  |  |  | photovoltaic | outdoor | 2023 | 2023 | 74.5 | 74.5 | 8040 |  | 74.5 | 74.5 | 0 | 150065.09 | 4717224 | 18836621 | 60855709 | 84409554 | 1133000 | [10 empty] | 17175 | 17175 |  |  |  | 34350
31895 | steam_electric_generating_plant_statistics_large_plants_402_2023_c001030_pioneer_trail_solar_energy_center | 247 | x | Florida Power & Light Company | 2023 | pioneer trail solar energy center |  |  |  | photovoltaic | outdoor | 2019 | 2019 | 74.5 | 74.5 | 8760 |  | 74.5 | 74.5 | 0 | 130847.29 | 6839108 | 5397047 | 86400624 | 98636779 | 1324000 | [10 empty] | 215417 | 82876 |  | 10584 |  | 308877 | 2
31889 | steam_electric_generating_plant_statistics_large_plants_402_2023_c001030_port_everglades | 247 | x | Florida Power & Light Company | 2023 | port everglades |  |  |  | combined_cycle | conventional | 2016 | 2016 | 1413 | 1239 | 7296 |  | 1264 | 1251 | 28 | 5632748.04 | 305750 | 113001635 | 1075257218 | 1188564603 | 841000 | 1037824 | 162978675 |  | 9327 |  |  | 1633675 | 1756668 |  |  | 1190545 | 1183136 | 13042 | 3869026 | 572863 | 174244781 | 31
31878 | steam_electric_generating_plant_statistics_large_plants_402_2023_c001030_riviera | 247 | x | Florida Power & Light Company | 2023 | riviera |  |  |  | combined_cycle | conventional | 2014 | 2014 | 1331 | 1343 | 8718 |  | 1318 | 1305 | 23 | 7263637.5 | 3626130 | 80097637 | 923077293 | 1007275274 | 757000 | 964115 | 204839849 |  |  |  |  | 951504 | 1204971 |  |  | 1014524 | 952145 |  | 1881299 | 1035525 | 212843932 | 29 | 474214
31930 | steam_electric_generating_plant_statistics_large_plants_402_2023_c001030_rodeo_solar_energy_center | 247 | x | Florida Power & Light Company | 2023 | rodeo solar energy center |  |  |  | photovoltaic | outdoor | 2021 | 2021 | 74.5 | 74.5 | 8760 |  | 74.5 | 74.5 | 0 | 158306.78 | 840761 | 7643905 | 66658959 | 75143625 | 1009000 | [10 empty] | 104284 | 45732 |  |  |  | 150016 | 1
31917 | steam_electric_generating_plant_statistics_large_plants_402_2023_c001030_sabal_palm_solar_energy_center | 247 | x | Florida Power & Light Company | 2023 | sabal palm solar energy center |  |  |  | photovoltaic | outdoor | 2021 | 2021 | 74.5 | 74.5 | 8760 |  | 74.5 | 74.5 | 0 | 160882.42 | 9722277 | 12098423 | 64707399 | 86528099 | 1161000 | [10 empty] | 208632 | 57705 |  |  |  | 266337 | 2
31865 | steam_electric_generating_plant_statistics_large_plants_402_2023_c001030_sanford | 247 | x | Florida Power & Light Company | 2023 | sanford |  |  |  | combined_cycle | conventional | 2002 | 2003 | 2559 | 2396 | 6400 |  | 2335 | 2368 | 38 | 7926170.51 | 2271090 | 107876545 | 1280006114 | 1390153749 | 543000 | 1312426 | 234972106 |  | 168 |  |  | 1045637 | 1592841 |  |  | 649144 | 1509055 | 234 | 5560663 | 475907 | 247118181 | 31
31864 | steam_electric_generating_plant_statistics_large_plants_402_2023_c001030_saw_palmetto | 247 | x | Florida Power & Light Company | 2023 | saw palmetto |  |  |  | photovoltaic | outdoor | 2023 | 2023 | 74.5 | 74.5 | 5905 |  | 74.5 | 74.5 | 0 | 113100.8 | 4107555 | 29488018 | 56756237 | 90351810 | 1213000 | [10 empty] | 37123 | 37124 |  |  |  | 74247 | 1
31936 | steam_electric_generating_plant_statistics_large_plants_402_2023_c001030_sawgrass_solar_energy_center | 247 | x | Florida Power & Light Company | 2023 | sawgrass solar energy center |  |  |  | photovoltaic | outdoor | 2022 | 2022 | 74.5 | 74.5 | 8760 |  | 74.5 | 74.5 | 0 | 146657.34 | 7423076 | 30067654 | 46230869 | 83721599 | 1124000 | [10 empty] | 79051 | 79050 |  |  |  | 158101 | 1
31921 | steam_electric_generating_plant_statistics_large_plants_402_2023_c001030_scherer_3 | 247 | x | Florida Power & Light Company | 2023 | scherer 3 |  |  |  | steam | conventional | 1986 | 1986 | 223 |  | 5182 |  | 215 | 215 | 101 | 505720 | 1647471 | 54725472 | 341239244 | 402738974 | 1806000 | 1123264 | 24743266 |  | 1183437 |  |  | 432507 | 1156912 |  |  | 414412 | 928763 | 2551746 | 381001 | 356654 | 33271962 | 66 | 5126787
31883 | steam_electric_generating_plant_statistics_large_plants_402_2023_c001030_shirer_branch | 247 | x | Florida Power & Light Company | 2023 | shirer branch |  |  |  | photovoltaic | outdoor | 2023 | 2023 | 74.5 | 74.5 | 7368 |  | 74.5 | 74.5 | 0 | 135681.98 | 2914531 | 9534038 | 75952228 | 88400797 | 1187000 | [10 empty] | 39766 | 39766 |  |  |  | 79531 | 1
31922 | steam_electric_generating_plant_statistics_large_plants_402_2023_c001030_smith_3 | 247 | x | Florida Power & Light Company | 2023 | smith 3 |  |  |  | combined_cycle | conventional | 2002 | 2002 | 657 | 657 | 7797 |  | 638 | 626 | 24 | 4184500 | 337696 | 41673437 | 246820352 | 288831485 | 440000 | 142935 | 126328015 |  |  |  |  | 1356646 | 1563322 |  |  | 269961 | 203373 |  | 2636271 | 503541 | 133004064 | 32
31923 | steam_electric_generating_plant_statistics_large_plants_402_2023_c001030_smith_a | 247 | x | Florida Power & Light Company | 2023 | smith a |  |  |  | combustion_turbine | conventional | 1971 | 1971 | 42 |  | 3 |  | 34 | 36 | 0 | -15 |  | 1369238 | 10276633 | 11645871 | 277000 | 0
31931 | steam_electric_generating_plant_statistics_large_plants_402_2023_c001030_southfork_solar_energy_center | 247 | x | Florida Power & Light Company | 2023 | southfork solar energy center |  |  |  | photovoltaic | outdoor | 2020 | 2020 | 74.5 | 74.5 | 8760 |  |  |  | 0 | 180618.09 | 3492985 | 11480965 | 79938906 | 94912856 | 1274000 | 5798 | [5 empty] | 5798 |  |  |  | 407641 | 129418 |  |  |  | 548655 | 3
31908 | steam_electric_generating_plant_statistics_large_plants_402_2023_c001030_space_coast_solar_energy_center | 247 | x | Florida Power & Light Company | 2023 | space coast solar energy center |  |  |  | photovoltaic | outdoor | 2010 | 2010 | 10 | 9 | 8760 |  | 74.5 | 74.5 | 0 | 12815.3 |  | 3893263 | 57678391 | 62387177 | 6239000 | 46446 | [6 empty] | 63259 |  |  | 46032 | 17851 |  | 9194 | 3692 | 186474 | 15 | 815523
31870 | steam_electric_generating_plant_statistics_large_plants_402_2023_c001030_st_lucie__nuclear | 247 | x | Florida Power & Light Company | 2023 | st. lucie - nuclear |  |  |  | nuclear | conventional | 1976 | 1983 | 2160 | 1821 | 8760 |  | 1821 | 1863 | 394 | 17618991 | 2444839 | 962100607 | 3515625259 | 4543210643 | 2103000 | 17868352 | 78897015 | 5259110 | 19728122 |  |  | 1546 | 47932223 |  |  | 57094576 | -403325 | -970896 | 527159 | 620530 | 226554412 | 13 | 63039938
31886 | steam_electric_generating_plant_statistics_large_plants_402_2023_c001030_sundew_solar_energy_center | 247 | x | Florida Power & Light Company | 2023 | sundew solar energy center |  |  |  | photovoltaic | outdoor | 2022 | 2022 | 74.5 | 74.5 | 8760 |  | 74.5 | 74.5 | 0 | 154897.02 | 3055000 | 25215972 | 50717503 | 78988475 | 1060000 | [10 empty] | 115728 | 115727 |  |  |  | 231455 | 1
31894 | steam_electric_generating_plant_statistics_large_plants_402_2023_c001030_sunshine_gateway_solar_energy_center | 247 | x | Florida Power & Light Company | 2023 | sunshine gateway solar energy center |  |  |  | photovoltaic | outdoor | 2019 | 2019 | 74.5 | 74.5 | 8760 |  | 74.5 | 74.5 | 0 | 140367.14 | 5798854 | 5794115 | 84240106 | 95833075 | 1286000 | [7 empty] | 61461 | 827 |  | 307605 | 98777 |  |  |  | 468670 | 3
31891 | steam_electric_generating_plant_statistics_large_plants_402_2023_c001030_sweetbay_solar_energy_center | 247 | x | Florida Power & Light Company | 2023 | sweetbay solar energy center |  |  |  | photovoltaic | outdoor | 2020 | 2020 | 74.5 | 74.5 | 8760 |  | 74.5 | 74.5 | 0 | 126405.38 | 5833500 | 9652824 | 60329716 | 75816040 | 1018000 | [10 empty] | 335492 | 165592 |  |  |  | 501084 | 4
31867 | steam_electric_generating_plant_statistics_large_plants_402_2023_c001030_total | 247 | X | Florida Power & Light Company | 2023 | total | [21 empty] | 136179625 | 10492881 | 6168678 |  |  | 5036468 | 24992928 | 74460 | 1548810 | 3575873 | 7560205 | 20233623 | 3805272 | 1840442 | 217783212
31919 | steam_electric_generating_plant_statistics_large_plants_402_2023_c001030_trailside_solar_energy_center | 247 | x | Florida Power & Light Company | 2023 | trailside solar energy center |  |  |  | photovoltaic | outdoor | 2020 | 2020 | 74.5 | 74.5 | 8760 |  |  |  | 0 | 144663.51 | 6838803 | 8561102 | 64994468 | 80394373 | 1079000 | [10 empty] | 230934 | 45086 |  |  |  | 276020 | 2
31880 | steam_electric_generating_plant_statistics_large_plants_402_2023_c001030_turkey_point | 247 | x | Florida Power & Light Company | 2023 | turkey point |  |  |  | combined_cycle | conventional | 2007 | 2007 | 1320 | 1322 | 8637 |  | 1265 | 1282 | 27 | 6582585.23 | 2186686 | 43447994 | 705860617 | 751495297 | 569000 | 1434752 | 196213913 |  |  |  |  | 1212431 | 1640113 |  |  | 627517 | 110558 |  | 3076198 | 635223 | 204950705 | 31
31871 | steam_electric_generating_plant_statistics_large_plants_402_2023_c001030_turkey_point__nuclear | 247 | x | Florida Power & Light Company | 2023 | turkey point - nuclear |  |  |  | nuclear | conventional | 1972 | 1973 | 1754 | 1681 | 7950 |  | 1681 | 1725 | 412 | 13462606.98 | 9539791 | 811145717 | 3620433515 | 4441119023 | 2532000 | 33562105 | 68418420 | 5471053 | 22837273 |  |  | 410426 | 35499932 |  |  | 56891152 | 2858363 | -2774812 | 920829 | 938925 | 225033666 | 17
31890 | steam_electric_generating_plant_statistics_large_plants_402_2023_c001030_twin_lakes_solar_energy_center | 247 | x | Florida Power & Light Company | 2023 | twin lakes solar energy center |  |  |  | photovoltaic | outdoor | 2020 | 2020 | 74.5 | 70 | 8760 |  | 74.5 | 74.5 | 0 | 128651.18 | 1673141 | 9742805 | 68920703 | 80336649 | 1078000 | 25 | [5 empty] | 25 |  |  |  | 293195 | 126943 |  |  |  | 420188 | 3
31915 | steam_electric_generating_plant_statistics_large_plants_402_2023_c001030_union_springs_solar_energy_center | 247 | x | Florida Power & Light Company | 2023 | union springs solar energy center |  |  |  | photovoltaic | outdoor | 2020 | 2020 | 74.5 | 74 | 8760 |  | 74.5 | 74.5 | 0 | 152572.94 | 5823950 | 9288450 | 66229615 | 81342015 | 1092000 | [8 empty] | 190 |  | 97844 | 57776 |  |  |  | 155810 | 1
31881 | steam_electric_generating_plant_statistics_large_plants_402_2023_c001030_west_county_energy_center | 247 | x | Florida Power & Light Company | 2023 | west county energy center |  |  |  | combined_cycle | conventional | 2009 | 2011 | 4100 | 3860 | 8594 |  | 3804 | 3783 | 58 | 20076153 | 40449683 | 209172656 | 2414525251 | 2664147590 | 650000 | 1210939 | 594284712 |  |  |  |  | 7551207 | 5961345 |  |  | 1105893 | 4745754 |  | 4698745 | 1151080 | 620709675 | 31
31866 | steam_electric_generating_plant_statistics_large_plants_402_2023_c001030_wild_azalea | 247 | x | Florida Power & Light Company | 2023 | wild azalea |  |  |  | photovoltaic | outdoor | 2023 | 2023 | 74.5 | 74.5 | 6648 |  | 74.5 | 74.5 | 0 | 133062.08 | 5932045 | 25702051 | 61061625 | 92695721 | 1244000 | [10 empty] | 36560 | 36560 |  |  |  | 73120 | 1
31902 | steam_electric_generating_plant_statistics_large_plants_402_2023_c001030_wildflower_solar_energy_center | 247 | x | Florida Power & Light Company | 2023 | wildflower solar energy center |  |  |  | photovoltaic | outdoor | 2018 | 2018 | 74.5 | 74.5 | 8760 |  | 74.5 | 74.5 | 0 | 157707 | 547330 | 6519690 | 85170088 | 92237108 | 1238000 | 199434 | [6 empty] | 1159 |  |  | 7708 | 7708 |  |  |  | 216009 | 1
31937 | steam_electric_generating_plant_statistics_large_plants_402_2023_c001030_willow_solar_energy_center | 247 | x | Florida Power & Light Company | 2023 | willow solar energy center |  |  |  | photovoltaic | outdoor | 2021 | 2021 | 74.5 | 74.5 | 8760 |  | 74.5 | 74.5 | 0 | 4184500 | 2412587 | 82672876 | 292283844 | 377369307 | 5065000 | [10 empty] | 43569 | 43569 |  |  | 70331 | 157469
31510 | steam_electric_generating_plant_statistics_large_plants_402_2023_c001553_bowen | 295 | x | Georgia Power Company | 2023 | bowen |  |  |  | steam | conventional | 1971 | 1975 | 3499 | 3089 | 8759 | 0 | 0 | 3120 | 425 | 10228093 | 27893122 | 545424193 | 4541345496 | 5758598811 | 1645784.2 | 11275664 | 557458240 |  | 24665510 |  |  | 11968773 | 18929906 |  | 7377 | 6300506 | 6295603 | 44747394 | 7783572 | 3249900 | 692682445 | 67.7 | 643936000
31509 | steam_electric_generating_plant_statistics_large_plants_402_2023_c001553_fort_benning | 295 | x | Georgia Power Company | 2023 | fort benning |  |  |  | photovoltaic | outdoor | 2015 | 2015 | 30.01 | 30 | 4063 | 30 | 0 | 0 | 0 | 51472 |  |  | 67299135 | 67299135 | 2242557 | 15071 |  |  | 40921 |  |  |  | 58983 |  |  |  | 72 |  | 216090 | 31507 | 362644 | 7
31508 | steam_electric_generating_plant_statistics_large_plants_402_2023_c001553_fort_gordon | 295 | x | Georgia Power Company | 2023 | fort gordon |  |  |  | photovoltaic | outdoor | 2016 | 2016 | 30 | 31 | 3995 | 30 | 0 | 0 | 0 | 54727 |  |  | 67101460 | 67101460 | 2236715.3 | 14590 |  |  | 44246 |  |  |  | 47612 |  |  |  | 72 |  | 204499 | 92917 | 403936 | 7.4
31490 | steam_electric_generating_plant_statistics_large_plants_402_2023_c001553_fort_stewart | 295 | x | Georgia Power Company | 2023 | fort stewart |  |  |  | photovoltaic | outdoor | 2016 | 2016 | 30 | 31 | 3967 | 30 | 0 | 0 | 0 | 51230 |  |  | 67091072 | 67091072 | 2236369.1 | 14356 |  |  | 27632 |  |  |  | 70822 |  |  |  | 104306 |  | 403299 | 33761 | 654176 | 12.8
31507 | steam_electric_generating_plant_statistics_large_plants_402_2023_c001553_fort_valley_state_university | 295 | x | Georgia Power Company | 2023 | fort valley state university |  |  |  | photovoltaic | outdoor | 2022 | 2022 | 10.8 | 11 | 3734 | 11 | 0 | 0 | 0 | 20595 |  |  | 22844496 | 22844496 | 2115231.1 | 5168 |  |  | 46586 |  |  |  | 17308 |  |  |  | 21200 |  | 199170 | 4653 | 294085 | 14.3
31494 | steam_electric_generating_plant_statistics_large_plants_402_2023_c001553_hatch | 295 | x | Georgia Power Company | 2023 | hatch |  |  |  | nuclear |  | 1974 | 1978 | 926 | 906 | 8759 | 0 | 0 | 881 | 959 | 7184452.224 | 599935 | 207242597 | 1183524735 | 1575690769 | 1701609.9 | 45597619 | 54815423 | 4857580 | 7818443 |  |  | 100119 | 59446587 | 230568 |  | 12510406 | 1558641 | 3959512 | 4978146 | 9219255 | 205092299 | 28.5 | 184323502
31493 | steam_electric_generating_plant_statistics_large_plants_402_2023_c001553_kings_bay | 295 | x | Georgia Power Company | 2023 | king's bay |  |  |  | photovoltaic | outdoor | 2016 | 2016 | 30.16 | 30 | 4111 | 30 | 0 | 0 | 0 | 55658 |  |  | 67635369 | 67635369 | 2242552 | 14433 |  |  | 53210 |  |  |  | 54565 |  |  |  | 72 |  | 287314 | 40908 | 450502 | 8.1
31498 | steam_electric_generating_plant_statistics_large_plants_402_2023_c001553_mcdonough_no_3 | 295 | x | Georgia Power Company | 2023 | mcdonough no. 3 |  |  |  | combustion_turbine | conventional | 1971 | 1971 | 84 | 28 | 7 | 0 | 0 | 64 | 0 | -140 |  | 788855 | 21860272 | 22649127 | 269632.5 | 22929 | 114840 | [5 empty] | 106933 |  |  | 256 | 3093 |  | 1488 |  | 249539 | -1782.4
31491 | steam_electric_generating_plant_statistics_large_plants_402_2023_c001553_mcdonough_no_46 | 295 | x | Georgia Power Company | 2023 | mcdonough no. 4-6 |  |  |  | combined_cycle | outdoor | 2011 | 2012 | 2764.5 | 2787 | 8759 | 0 | 0 | 2175 | 73 | 17824685 | 35623203 | 78786379 | 1625762060 | 1740289337 | 629513.2 | 4009056 | 531704827 |  | 4114110 |  |  |  | 7047453 |  |  | 1250337 | 5323103 |  | 29898339 | 551537 | 583898762 | 32.8 | 117695
31504 | steam_electric_generating_plant_statistics_large_plants_402_2023_c001553_mcintosh_cc | 295 | x | Georgia Power Company | 2023 | mcintosh (cc) |  |  |  | combined_cycle | outdoor | 2005 | 2005 | 1376.5 | 1392 | 8759 | 0 | 0 | 1034 | 37 | 9107240 | 346942 | 42244656 | 600933370 | 644119483 | 467940.1 | 1787010 | 248473628 |  | 2628431 |  |  |  | 1739029 |  |  | 816471 | 1984784 |  | 7911992 | 822823 | 266164168 | 29.2 | 594515
31503 | steam_electric_generating_plant_statistics_large_plants_402_2023_c001553_mcintosh_ct | 295 | x | Georgia Power Company | 2023 | mcintosh (ct) |  |  |  | combustion_turbine |  | 1993 | 1994 | 811 | 407 | 330 | 0 | 0 | 658 | 0 | 18174 |  | 44823275 | 175714894 | 220219823 | 271541.1 | 897882 | 1839989 |  | 944470 |  |  |  | 1649545 |  |  | 96138 | 1013458 |  | 3130058 | 457139 | 10028679 | 551.8 | -318346
31502 | steam_electric_generating_plant_statistics_large_plants_402_2023_c001553_mclb | 295 | x | Georgia Power Company | 2023 | mclb |  |  |  | photovoltaic | outdoor | 2018 | 2018 | 31.16 | 30 | 4095 | 31 | 0 | 0 | 0 | 53906 |  | 211611 | 69142382 | 69353993 | 2225737.9 | 14912 |  |  | 93714 |  |  |  | 54569 |  |  |  | 74 |  | 407454 | 59585 | 630308 | 11.7
31501 | steam_electric_generating_plant_statistics_large_plants_402_2023_c001553_mcmanus_3__4 | 295 | x | Georgia Power Company | 2023 | mcmanus 3 & 4 |  |  |  | combustion_turbine | conventional | 1971 | 1972 | 560 | 217 | 86 | 0 | 0 | 414 | 0 | -130 | 995638 | 3779145 | 63537642 | 68529289 | 122373.7 | 309999 | 734646 |  | 129798 |  |  |  | 1258551 |  |  | 90414 | 355581 |  | 1407520 | 115853 | 4402362 | -33864.3 | 216864
31500 | steam_electric_generating_plant_statistics_large_plants_402_2023_c001553_moody_afb | 295 | x | Georgia Power Company | 2023 | moody afb |  |  |  | photovoltaic | outdoor | 2020 | 2020 | 49.5 | 50 | 4224 | 50 | 0 | 0 | 0 | 92957 |  |  | 75182097 | 75182097 | 1518830.2 | 24301 |  |  | 67476 |  |  |  | 82572 |  |  |  | 118 |  | 273861 | 42414 | 490742 | 5.3
31505 | steam_electric_generating_plant_statistics_large_plants_402_2023_c001553_robins_afb | 295 | x | Georgia Power Company | 2023 | robins afb |  |  |  | photovoltaic | outdoor | 2021 | 2021 | 128 | 129 | 4179 | 128 | 0 | 0 | 0 | 225198 |  |  | 189639422 | 189639422 | 1481558 | 61252 |  |  | 133515 |  |  |  | 222814 |  |  |  | 577850 |  | 600398 | 63650 | 1659479 | 7.4
31499 | steam_electric_generating_plant_statistics_large_plants_402_2023_c001553_scherer | 295 | x | Georgia Power Company | 2023 | scherer |  |  |  | steam | conventional | 1981 | 1988 | 818 | 773 | 8206 | 0 | 0 | 789 | 419 | 6461453 | 6329280 | 181835300 | 1357273616 | 1640584538 | 2005604.6 | 3332252 | 96803329 |  | 1634460 |  |  | 1174535 | 8923983 |  | 6558 | 1518039 | 2590545 | 9595009 | 1127377 | 1036636 | 127742723 | 19.8 | 95146342
31511 | steam_electric_generating_plant_statistics_large_plants_402_2023_c001553_total | 295 | X | Georgia Power Company | 2023 | total | [21 empty] | 748302685 | 11215929 | 26517436 |  |  | 17473063 | 45010448 |  | 18535 | 11016298 | 10768285 | 57573787 | 9974878 | 4889455 | 946974376
31497 | steam_electric_generating_plant_statistics_large_plants_402_2023_c001553_vogtle_12 | 295 | x | Georgia Power Company | 2023 | vogtle 1&2 |  |  |  | nuclear |  | 1987 | 1987 | 1110 | 1097 | 8759 | 0 | 0 | 1078 | 925 | 8536906.697 | 487959 | 1171535956 | 2415141618 | 3700024700 | 3333355.6 | 45441066 | 59942634 | 4386557 | 6156714 |  |  |  | 57966955 | 151023 |  | 8042935 | 1458356 | 4481464 | 4029464 | 13270922 | 205328090 | 24.1 | 112859167
31496 | steam_electric_generating_plant_statistics_large_plants_402_2023_c001553_vogtle_3 | 295 | x | Georgia Power Company | 2023 | vogtle 3 |  |  |  | nuclear |  | 2023 | 2023 | 1211 | 1146 | 3697 |  |  | 1196 |  | 1869976.364 |  | 3544595378 |  | 3634075421 | 3000888 | 11087436 | 29542293 | 1971792 | 1333292 |  |  | 2325 | 13941242 | 103415 |  | 6233219 | 606332 | 140522 | 1961073 | 800617 | 67723558 | 36.2 | 89480043
31495 | steam_electric_generating_plant_statistics_large_plants_402_2023_c001553_warner_robins | 295 | x | Georgia Power Company | 2023 | warner robins |  |  |  | combustion_turbine |  | 1995 | 1995 | 184 | 161 | 28 | 0 | 0 | 160 | 0 | 331 |  | 3332753 | 36953050 | 40308896 | 219070.1 | 195373 | 296143 |  | 249734 |  |  |  | 240881 |  |  | 6958 | 104259 |  | 309318 | 64795 | 1467461 | 4433.4 | 23093
31492 | steam_electric_generating_plant_statistics_large_plants_402_2023_c001553_wilson | 295 | x | Georgia Power Company | 2023 | wilson |  |  |  | combustion_turbine |  | 1972 | 1973 | 318 | 109 | 88 | 0 | 0 | 295 | 0 | 753 | 37881 | 1441426 | 43351461 | 45167198 | 142035.2 | 199973 | 1142346 |  | 316451 |  |  |  | 111402 |  |  | 35855 | 495526 |  | 1398793 | 92624 | 3792970 | 5037.1 | 336430
31506 | steam_electric_generating_plant_statistics_large_plants_402_2023_c001553_yates | 295 | x | Georgia Power Company | 2023 | yates |  |  |  | steam | conventional | 1950 | 1974 | 808 | 704 | 7742 | 0 | 0 | 699 | 70 | 2239181 | 1030932 | 56637531 | 327958692 | 393532488 | 487045.2 | 1183481 | 93422743 |  | 34185 |  |  | 4328290 | 4304507 |  | 1634 | 795784 | 1866797 | 3014418 | 1056393 | 572342 | 110580574 | 49.4 | 7905333
32783 | steam_electric_generating_plant_statistics_large_plants_402_2023_c001298_antelope_station | 273 | x | Golden Spread Electric Cooperative, Inc. | 2023 | antelope station |  |  |  | internal_combustion | conventional | 2011 | 2011 | 168 | 163 | 2005 | 168 | 0 | 0 | 3 | 255344.9 | 938338 | 56795414 | 124987038 | 182720790 | 1087623.75 | 5420515 | 5464757 |  |  |  |  | 1819549 | 2220621 | [5 empty] | 6287421 |  | 21212863
32784 | steam_electric_generating_plant_statistics_large_plants_402_2023_c001298_elk_station | 273 | x | Golden Spread Electric Cooperative, Inc. | 2023 | elk station |  |  |  | combustion_turbine | conventional | 2015 | 2016 | 570 | 603 | 6273 | 570 | 0 | 0 | 0 | 929007.7 | 377528 | 26696485 | 277969681 | 305043694 | 535164.3754 |  | 48767628 |  |  |  |  | 838321 | 1072587 | [5 empty] | 4179854 |  | 54858390
32785 | steam_electric_generating_plant_statistics_large_plants_402_2023_c001298_mustang_station_cc | 273 | x | Golden Spread Electric Cooperative, Inc. | 2023 | mustang station cc |  |  |  | combined_cycle | conventional | 2000 | 2000 | 520 | 465 | 17915 | 465 | 465 | 465 | 2 | 2139288.99 | 18429437 | 8820605 | 226600372 | 253850414 | 488173.8731 | 6570352 | 53136519 |  | 1065536 |  |  | 1817856 | 2174791 |  | 22954 |  |  | 4309561 | 6950060 |  | 76047629
32786 | steam_electric_generating_plant_statistics_large_plants_402_2023_c001298_mustang_station_gt | 273 | x | Golden Spread Electric Cooperative, Inc. | 2023 | mustang station gt |  |  |  | combustion_turbine | conventional | 2006 | 2013 | 472 | 459 | 7207 | 459 | 0 | 0 | 1 | 858481.35 | 315574 | 20037492 | 162014428 | 182367494 | 386371.8093 | 1352770 | 34629031 |  |  |  |  | 318196 | 1139782 | [5 empty] | 4247776 |  | 41687555
32787 | steam_electric_generating_plant_statistics_large_plants_402_2023_c001298_total | 273 | X | Golden Spread Electric Cooperative, Inc. | 2023 | total | [21 empty] | 53136519 | 0 | 1065536 | 0 | 0 | 1817856 | 2174791 | 0 | 22954 | 0 | 0 | 4309561 | 6950060 | 0 | 76047630
32893 | steam_electric_generating_plant_statistics_large_plants_402_2023_c001745_ascutney_gt_200 | 313 | x | Green Mountain Power Corp | 2023 | ascutney gt #200 |  |  |  | combustion_turbine | outdoor | 1961 | 1961 | 13.3 | [6 empty] | 11.9 | 1810 | 25765 | 3889173 | 3916747 | 294490 | 2983 | 43631 |  |  |  |  | 64266 | [6 empty] | 14525 | 14807 | 140212 | 11780
32894 | steam_electric_generating_plant_statistics_large_plants_402_2023_c001745_berlin_005 | 313 | x | Green Mountain Power Corp | 2023 | berlin #005 |  |  |  | combustion_turbine | outdoor | 1972 | 1972 | 41.9 | [5 empty] | 1 | 903.16 | 48218 | 1093929 | 13243673 | 14385819 | 343340 |  | 316737 |  | 71417 |  |  | 99732 |  |  |  | 3638 |  |  | 4954 | 79230 | 575708 | 640
32895 | steam_electric_generating_plant_statistics_large_plants_402_2023_c001745_colchester_016 | 313 | x | Green Mountain Power Corp | 2023 | colchester #016 |  |  |  | combustion_turbine | outdoor | 1965 | 1965 | 18 | [5 empty] | 1 | 225.4 | 2439 | 524567 | 4937291 | 5464297 | 303570 |  | 262899 |  | 21894 |  |  | 83590 |  |  |  | 2405 |  |  | 17064 | 59008 | 446859 | 1980
32896 | steam_electric_generating_plant_statistics_large_plants_402_2023_c001745_mcneil_024 | 313 | x | Green Mountain Power Corp | 2023 | mcneil #024 |  |  |  | steam | conventional | 1984 | 1984 | 16 | [5 empty] | 12 | 53707.53 | 85746 | 6517525 | 25198895 | 31802166 | 1987640 | 114966 | 4565030 |  | 503529 |  |  | 192025 | 929882 |  |  | 33727 | 15007 | 446761 | 157038 | 14257 | 6972222 | 130
32897 | steam_electric_generating_plant_statistics_large_plants_402_2023_c001745_rutland_gt_201 | 313 | x | Green Mountain Power Corp | 2023 | rutland gt #201 |  |  |  | combustion_turbine | outdoor | 1962 | 1962 | 13.2 | [6 empty] | -9.1 |  | 1957 | 3464674 | 3466631 | 262620 | 1910 | 51582 |  |  |  |  | 30140 | [6 empty] | 1957 | 11789 | 97378
32898 | steam_electric_generating_plant_statistics_large_plants_402_2023_c001745_stony_brook_096 | 313 | x | Green Mountain Power Corp | 2023 | stony brook #096 |  |  |  | combined_cycle | conventional | 1981 | 1981 | 31.16 | [5 empty] | 3 | 1462.84 | 738 | 2189735 | 10231906 | 12422379 | 398640 |  | 533253 |  | 601335 |  |  | 89908 |  |  |  | 25814 | 66530 |  | 50418 | 31886 | 1399145 | 960
32900 | steam_electric_generating_plant_statistics_large_plants_402_2023_c001745_total | 313 | X | Green Mountain Power Corp | 2023 | total | [21 empty] | 4825355 |  | 503529 | 322851 |  | 192025 | 929882 |  |  | 33727 | 15007 | 446761 | 157038 | 14257 | 7555399
32899 | steam_electric_generating_plant_statistics_large_plants_402_2023_c001745_wyman_095 | 313 | x | Green Mountain Power Corp | 2023 | wyman #095 |  |  |  | steam | conventional | 1978 | 1978 | 18 | [5 empty] | 2 | 1192.6 | 5738 | 836247 | 5657847 | 6499832 | 361100 |  | 260326 |  | 322851 | [11 empty] | 583177 | 490
31960 | steam_electric_generating_plant_statistics_large_plants_402_2023_c000620_bennett_mountain | 216 | x | Idaho Power Company | 2023 | bennett mountain |  |  |  | combustion_turbine | conventional | 2005 | 2005 | 172.8 | 203 | 4424 | 204 | 0 | 0 | 4 | 725648 | 0 | 1855550 | 80978761 | 82834311 | 479370 | 9121 | 46847614 | 0 | 0 | 0 | 0 | 516125 | 114173 | 0 | 0 | 0 | 25064 | -86085 | 524570 | 0 | 47950582 | 70 | 0
31961 | steam_electric_generating_plant_statistics_large_plants_402_2023_c000620_boardman | 216 | x | Idaho Power Company | 2023 | boardman |  |  |  | steam | conventional | 1980 | 1980 | 0 | 0 | 0 |  | 0 | 0 | 0 | 0 | 106610 | 0 | 0 | 3874403 |  | -154681 | 0 | 0 | -2000 | 0 | 0 | 0 | 5 | 0 | 0 | -282132 | 0 | 0 | 0 | 0 | -438808 |  | 3767793
31962 | steam_electric_generating_plant_statistics_large_plants_402_2023_c000620_danskin | 216 | x | Idaho Power Company | 2023 | danskin |  |  |  | combustion_turbine | conventional | 2001 | 2008 | 270.9 | 286 | 3758 | 300 | 0 | 0 | 6 | 566667 | 402745 | 6288751 | 146463846 | 153155342 | 565360 | 8640 | 43897776 | 0 | 0 | 0 | 0 | 913522 | 162360 | 0 | 0 | 0 | 37678 | 10857 | 3403525 | 0 | 48434358 | 90 | 0
31963 | steam_electric_generating_plant_statistics_large_plants_402_2023_c000620_jim_bridger | 216 | x | Idaho Power Company | 2023 | jim bridger |  |  |  | steam | semioutdoor | 1974 | 1979 | 775.29 | 716 | 8760 |  | 0 | 0 | 0 | 2244357 | 509671 | 74228852 | 644479167 | 755678089 | 974700 | 268861 | 77983147 | 0 | 6103197 | 0 | 0 | 0 | 6576575 | 233996 | 0 | 17707 | 0 | 5527262 | 2464174 | 8576992 | 107751911 | 50 | 36460399
31964 | steam_electric_generating_plant_statistics_large_plants_402_2023_c000620_langley_gulch | 216 | x | Idaho Power Company | 2023 | langley gulch |  |  |  | combustion_turbine | conventional | 2012 | 2012 | 318.45 | 338 | 5971 | 344 | 0 | 0 | 23 | 1624868 | 2287261 | 146781147 | 250690859 | 399759267 | 1255330 | 637812 | 89143609 | 0 | 0 | 0 | 0 | 3856325 | 442711 | 0 | 0 | 0 | 81551 | 23709 | 1263542 | 0 | 95449259 | 60 | 0
31966 | steam_electric_generating_plant_statistics_large_plants_402_2023_c000620_total | 216 | X | Idaho Power Company | 2023 | total | [21 empty] | 95499326 | 0 | 10150211 | 0 | 0 | 1589402 | 8128600 | 233996 | 0 | -264424 | 1142007 | 7697177 | 3019375 | 8846353 | 136670631
31965 | steam_electric_generating_plant_statistics_large_plants_402_2023_c000620_valmy | 216 | x | Idaho Power Company | 2023 | valmy |  |  |  | steam | outdoor | 1981 | 1985 | 144.9 | 137 | 3778 |  | 0 | 0 | 0 | 228786 | 1106140 | 47906560 | 209171680 | 257875924 | 1779680 | 514428 | 17516179 | 0 | 4049014 | 0 | 0 | 1589402 | 1552020 | 0 | 0 | 0 | 1142007 | 2169915 | 555201 | 269361 | 29357527 | 130 | -308456
31659 | steam_electric_generating_plant_statistics_large_plants_402_2023_c000532_donald_c_cook_plant | 201 | x | Indiana Michigan Power Company | 2023 | donald c cook plant |  |  |  | nuclear | conventional | 1975 | 1978 | 2255 | 2304 | 8760 | 0 | 2181 | 2296 | 982 | 18642410 | 1879588 | 473005941 | 3158297964 | 4129997945 | 1831484.7 | 12369910 | 99235736 | 5271579 | 11722657 |  |  | 5346518 | 78272038 |  |  | 3043916 | 4540865 | 86119652 | 18474235 | 23682415 | 348079521 | 18.7 | 496814452
31658 | steam_electric_generating_plant_statistics_large_plants_402_2023_c000532_rockport_total_im | 201 | x | Indiana Michigan Power Company | 2023 | rockport total i&m |  |  |  | steam | conventional | 1984 | 1989 | 1310 | 1240 | 3253 | 0 | 1309 | 1310 | 0 | 1383967.5 | 6538036 | 131081927 | 1129576336 | 1292630417 | 986740.8 | 4550680 | 55031680 |  | 11208981 |  |  | 1356658 | 3997008 | 16325 | 3011738 | 1709468 | 973127 | 6229026 | 3272263 | 796987 | 92153941 | 66.6 | 25434118
31661 | steam_electric_generating_plant_statistics_large_plants_402_2023_c000532_rockport_total_plant | 201 | x | Indiana Michigan Power Company | 2023 | rockport total plant |  |  |  | steam | conventional | 1984 | 1989 | 2620 | 2480 | 3253 | 0 | 2619 | 2620 | 164 | 2767935 | 13046749 | 311168084 | 2795352967 | 3170412763 | 1210081.2 | 8307453 | 110060433 |  | 23267770 |  |  | 2102960 | 7076803 | 21267 | 3011738 | 3417174 | 1910058 | 12481442 | 6451548 | 1593582 | 179702228 | 64.9 | 50844963
31660 | steam_electric_generating_plant_statistics_large_plants_402_2023_c000532_rockport_unit_1_im | 201 | x | Indiana Michigan Power Company | 2023 | rockport unit 1 i&m |  |  |  | steam | conventional | 1984 | 1984 | 660 | 631 | 2416 | 0 | 659 | 660 | 0 | 704318 | 6470266 | 99132593 | 817655273 | 935975191 | 1418144.2 | 2680530 | 28393142 |  | 5472905 |  |  | 958664 | 1616759 | 14884 | 2952358 | 854365 | 493190 | 3594851 | 1970081 | 406306 | 49408035 | 70.2 | 12717059
31657 | steam_electric_generating_plant_statistics_large_plants_402_2023_c000532_rockport_unit_2_im | 201 | x | Indiana Michigan Power Company | 2023 | rockport unit 2 i&m |  |  |  | steam | conventional | 1989 | 1989 | 650 | 650 | 2255 | 0 | 650 | 650 | 0 | 679649.5 | 67770 | 31949334 | 311921063 | 356655226 | 548700.3 | 1870150 | 26638538 |  | 5736076 |  |  | 397994 | 2380249 | 1441 | 59380 | 855103 | 479937 | 2634175 | 1302182 | 390681 | 42745906 | 62.9 | 12717059
31656 | steam_electric_generating_plant_statistics_large_plants_402_2023_c000532_total | 201 | x | Indiana Michigan Power Company | 2023 | total | [21 empty] | 28393142 | 5271579 | 5472905 |  |  | 958664 | 1616807 | 14884 | 2952358 | 854365 | 493190 | 3594851 | 1970081 | 406306 | 49408082
31844 | steam_electric_generating_plant_statistics_large_plants_402_2023_c001315_eagle_valley_ccgt | 279 | x | Indianapolis Power & Light Company | 2023 | eagle valley ccgt |  |  |  | combined_cycle | conventional | 2018 | 2018 | 725 | 738 | 8140 | 0 | 689 | 719 | 35 | 5282043 | 0 | 18241805 | 659073962 | 691243190 | 953000 | 0 | 137371369 | 0 | 460498 | 0 | 0 | 6337649 | 0 | 0 | 583150 | -4156 | 512595 | 2083977 | 5342196 | 611936 | 153299214 | 29 | 13927423
31843 | steam_electric_generating_plant_statistics_large_plants_402_2023_c001315_georgetown | 279 | x | Indianapolis Power & Light Company | 2023 | georgetown |  |  |  | combustion_turbine | conventional | 2000 | 2000 | 171 | 166 | 2109 | 1711 | 158 | 200 | 0 | 239365 | 0 | 758275 | 60422794 | 61181069 | 358000 | 0 | 7865432 | 0 | 0 | 0 | 0 | 322536 | 0 | 0 | 34384 | 0 | 0 | 0 | 780417 | 0 | 9002769 | 37.6 | 0
31842 | steam_electric_generating_plant_statistics_large_plants_402_2023_c001315_harding_street | 279 | x | Indianapolis Power & Light Company | 2023 | harding street |  |  |  | steam | conventional | 1929 | 1973 | 707 | 694 | 8454 | 0 | 641 | 641 | 90 | 2605628 | 116606 | 69908313 | 462877772 | 560848762 | 793000 | 1360148 | 116799934 | 0 | 819201 | 0 | 0 | 0 | 8413343 | 0 | 478894 | 1970613 | 1085613 | 4600785 | 6103266 | 1877555 | 143509352 | 55.1 | 27946071
31839 | steam_electric_generating_plant_statistics_large_plants_402_2023_c001315_harding_street_gas_turb | 279 | x | Indianapolis Power & Light Company | 2023 | harding street gas turb |  |  |  | combustion_turbine | conventional | 1973 | 2002 | 393 | 316 | 3455 | 0 | 362 | 435 | 0 | 290873 | 0 | 8682664 | 174933694 | 183616358 | 467000 | 0 | 11135186 | 0 | 0 | 0 | 0 | 393802 | 0 | 0 | 0 | 0 | 0 | 0 | 505899 | 0 | 12034887 | 41.4 | 0
31841 | steam_electric_generating_plant_statistics_large_plants_402_2023_c001315_petersburg | 279 | x | Indianapolis Power & Light Company | 2023 | petersburg |  |  |  | steam | conventional | 1967 | 1986 | 1222 | 1424 | 8701 | 0 | 1064 | 1064 | 265 | 4658621 | 3204432 | 234883439 | 1857527462 | 2266207892 | 1855000 | 4210937 | 218198518 | 0 | 4256743 | 0 | 0 | 1312086 | 33512852 | 0 | 1046073 | 2745082 | 1858372 | 47336574 | 10110470 | 7886255 | 332473962 | 0 | 170592559
31840 | steam_electric_generating_plant_statistics_large_plants_402_2023_c001315_total | 279 | X | Indianapolis Power & Light Company | 2023 | total | [21 empty] | 335085016 | 0 | 5536443 | 0 | 0 | 1807038 | 41926196 | 0 | 2142501 | 4711539 | 3456579 | 54021336 | 16673811 | 10375746 | 481307290
31451 | steam_electric_generating_plant_statistics_large_plants_402_2023_c000692_burlington | 220 | x | Interstate Power and Light Company | 2023 | burlington |  |  |  | steam | conventional | 1968 | 1968 | 211.95 | 144 | 216 | 162 |  |  | 21 | 4989 | 81312 | 15042389 | 103517650 | 161120003 | 760000 | 133768 | 158936 |  | 1195010 |  |  | 398763 | 245261 |  |  | 115921 | 713961 | 33593 | 72704 | 116751 | 3184667 | 638.3 | 42478653
31447 | steam_electric_generating_plant_statistics_large_plants_402_2023_c000692_burlington_ct | 220 | x | Interstate Power and Light Company | 2023 | burlington ct |  |  |  | combustion_turbine | conventional | 1994 | 1996 | 78.92 | 25 | 144 | 47 |  |  |  | 1424 |  | 33540 | 17142409 | 17175949 | 218000 |  | 31627 |  | 3175 |  |  | 1376 | 741 |  |  |  | 5237 |  | 40939 |  | 83094 | 58.4
31448 | steam_electric_generating_plant_statistics_large_plants_402_2023_c000692_emery | 220 | x | Interstate Power and Light Company | 2023 | emery |  |  |  | combustion_turbine |  | 2004 | 2004 | 602.82 | 614 | 6231 | 586 |  |  | 19 | 2897048.467 | 607541 | 60519315 | 359674629 | 420991937 | 698000 | 285340 | 69764115 |  | 245409 |  |  | 2654692 | 334847 |  |  | 218920 | 372392 |  | 1019535 | 437 | 74895687 | 25.9 | 190453
31453 | steam_electric_generating_plant_statistics_large_plants_402_2023_c000692_english_farms_wind | 220 | x | Interstate Power and Light Company | 2023 | english farms wind |  |  |  | wind | conventional | 2019 | 2019 | 171.46 | 164 | 7864 |  |  |  | 4 | 523199.594 | 700688 | 36201097 | 254181421 | 300748375 | 1754000 | 191729 | 1 | [5 empty] | 1416 | 1482520 |  |  | 197728 |  | 26101 | 1557576 | 3457070 | 6.6 | 9665169
31452 | steam_electric_generating_plant_statistics_large_plants_402_2023_c000692_franklin_county | 220 | x | Interstate Power and Light Company | 2023 | franklin county |  |  |  | wind | conventional | 2012 | 2013 | 99 | 97 | 7537 |  |  |  | 6 | 236210.817 | 7446621 | 15215745 | 112580087 | 144033947 | 1455000 | 86850 | 1 | [6 empty] | 349348 |  |  | 1236 |  | 14351 | 890313 | 1342098 | 5.7 | 8791494
31454 | steam_electric_generating_plant_statistics_large_plants_402_2023_c000692_george_neal_3 | 220 | x | Interstate Power and Light Company | 2023 | george neal #3 |  |  |  | steam | conventional | 1975 | 1975 | 163.8 | 145 | 3893 |  | 143 | 143 | 19 | 344553.655 | 331 | 21106749 | 138038579 | 180849583 | 1104000 | 1115514 | 9188212 |  | 1050088 |  |  | 375961 | 1387674 |  |  | 1185234 | 295360 | 1194101 | 415851 | 438482 | 16646478 | 48.3 | 21703924
31446 | steam_electric_generating_plant_statistics_large_plants_402_2023_c000692_george_neal_4 | 220 | x | Interstate Power and Light Company | 2023 | george neal #4 |  |  |  | steam | conventional | 1979 | 1979 | 178.58 | 169 | 2648 |  | 167 | 167 | 22 | 238314.672 | 163717 | 23794064 | 169423122 | 195525936 | 1095000 | 880515 | 7581506 |  | 975383 |  |  | 333782 | 1115277 |  |  | 935548 | 217744 | 1241533 | 476147 | 574859 | 14332295 | 60.1 | 2145032
31466 | steam_electric_generating_plant_statistics_large_plants_402_2023_c000692_golden_plains_wind | 220 | x | Interstate Power and Light Company | 2023 | golden plains wind |  |  |  | wind | conventional | 2019 | 2020 | 198.8 | 197 | 8097 |  |  |  | 4 | 750475.056 | 2249563 | 41682903 | 292622944 | 348319079 | 1752000 | 146553 | 1 | [5 empty] | 2562 | 1756934 |  |  | 24350 |  |  | 1609796 | 3540196 | 4.7 | 11763668
31463 | steam_electric_generating_plant_statistics_large_plants_402_2023_c000692_lansing_4 | 220 | x | Interstate Power and Light Company | 2023 | lansing #4 |  |  |  | steam | conventional | 1977 | 1977 | 274.5 | 0 |  | 234 |  |  | 5 | -7448.846 | 168534 |  |  | 168534 | 1000 | -82227 | 54884 |  | 69949 |  |  | 39928 | -1073332 |  |  | -89572 | 2517 | 68819 | 27366 | 10667 | -971001 | 130.4
31461 | steam_electric_generating_plant_statistics_large_plants_402_2023_c000692_lime_creek | 220 | x | Interstate Power and Light Company | 2023 | lime creek |  |  |  | combustion_turbine | conventional | 1991 | 1991 | 90.1 | 32 | 31 | 76 |  |  |  | 390.894 |  | 2180556 | 23100496 | 25353428 | 281000 | 306 | 168662 |  |  |  |  | 6892 | 459 |  |  | 127 | 51848 |  | 9947 |  | 238240 | 609.5 | 72376
31459 | steam_electric_generating_plant_statistics_large_plants_402_2023_c000692_louisa | 220 | x | Interstate Power and Light Company | 2023 | louisa |  |  |  | steam | conventional | 1983 | 1983 | 32.52 | 32 | 6464 |  | 30 | 30 | 3 | 144295.92 | 49795 | 6908638 | 35628903 | 43517716 | 1338000 | 124505 | 3052510 |  | 309976 |  |  | 55653 | 162253 |  |  | 132286 | 16395 | 273910 | 154792 | 48644 | 4330924 | 30 | 930380
31457 | steam_electric_generating_plant_statistics_large_plants_402_2023_c000692_marshalltown__mgs | 220 | x | Interstate Power and Light Company | 2023 | marshalltown - mgs |  |  |  | combustion_turbine |  | 2017 | 2017 | 705.93 | 700 | 6544 | 673 |  |  | 20 | 3578271.983 | 1169311 | 75714864 | 654976488 | 731860663 | 1037000 | 84020 | 86831742 |  | 258323 |  |  | 3989296 | 1117657 |  |  | 3793 | 267596 |  | 1679478 |  | 94231904 | 26.3
31450 | steam_electric_generating_plant_statistics_large_plants_402_2023_c000692_marshalltown_ct | 220 | x | Interstate Power and Light Company | 2023 | marshalltown ct |  |  |  | combustion_turbine | conventional | 1977 | 1978 | 189 | 132 | 1936 | 162 |  |  |  | 122067 |  | 1015696 | 57577441 | 58593137 | 310000 |  | 5341643 |  |  |  |  | 4050 | 18115 |  |  |  | 35941 |  | 352137 | 556 | 5752441 | 47.1
31456 | steam_electric_generating_plant_statistics_large_plants_402_2023_c000692_ottumwa | 220 | x | Interstate Power and Light Company | 2023 | ottumwa |  |  |  | steam | conventional | 1981 | 1981 | 386.4 | 340 | 6580 | 338 |  |  | 28 | 1483263.351 | 1412674 | 131466399 | 501089828 | 655730788 | 1697000 | 253324 | 33268038 |  | 3575111 |  |  | 883976 | 1125585 |  |  | 189085 | 334468 | 2378522 | 717766 | 875151 | 43601026 | 29.4 | 21761887
31460 | steam_electric_generating_plant_statistics_large_plants_402_2023_c000692_prairie_creek_1_3 | 220 | x | Interstate Power and Light Company | 2023 | prairie creek 1, 3 |  |  |  | steam | conventional | 1958 | 1997 | 64.63 | 39 | 9943 | 42 |  |  | 44 |  | 8548 | 101880 | 75259728 | 75370155 | 1166000
31465 | steam_electric_generating_plant_statistics_large_plants_402_2023_c000692_prairie_creek_4 | 220 | x | Interstate Power and Light Company | 2023 | prairie creek 4 |  |  |  | steam | conventional | 1967 | 1967 | 148.75 | 120 | 772 | 114 |  |  | 44 | 81700.44 | 942623 | 30241273 | 162008172 | 202661256 | 1362000 | 451262 | 4636063 |  | 4254905 |  | -3603772 | 828166 | 811253 |  |  | 370840 | 501619 | 1753958 | 372182 | 1211014 | 11587491 | 141.8 | 9469188
31455 | steam_electric_generating_plant_statistics_large_plants_402_2023_c000692_richland_wind | 220 | x | Interstate Power and Light Company | 2023 | richland wind |  |  |  | wind | conventional | 2019 | 2020 | 130.1 | 126 | 8152 |  |  |  | 4 | 520755.977 | 253220 | 36250357 | 199494935 | 245199572 | 1885000 | 76499 | 1 | [5 empty] | 6128 | 1183438 |  |  | 29251 |  |  | 1634719 | 2930036 | 5.6 | 9201060
31458 | steam_electric_generating_plant_statistics_large_plants_402_2023_c000692_total | 220 | X | Interstate Power and Light Company | 2023 | total | [21 empty] | 66457088 |  | 11670168 |  | 14662359 | 2932575 | 4327539 |  | 2531581 | 3254444 | 2083240 | 7002521 | 1852811 | 3286996 | 97102922
31462 | steam_electric_generating_plant_statistics_large_plants_402_2023_c000692_upland_prairie_wind | 220 | x | Interstate Power and Light Company | 2023 | upland prairie wind |  |  |  | wind | conventional | 2019 | 2019 | 299.3 | 292 | 8118 |  |  |  | 7 | 1063386.322 | 950488 | 47518440 | 428007332 | 492728763 | 1646000 | 317539 | 1 | [5 empty] | 361 | 2214974 |  |  |  |  | 34405 | 2240088 | 4807367 | 4.5 | 16252503
31449 | steam_electric_generating_plant_statistics_large_plants_402_2023_c000692_whispering_willow_east | 220 | x | Interstate Power and Light Company | 2023 | whispering willow east |  |  |  | wind | conventional | 2009 | 2009 | 199.65 | 191 | 7561 |  |  |  | 6 | 459404.243 | 14292413 | 58421518 | 371998830 | 453718097 | 2273000 | 281000 | 1 | [5 empty] | 11 | 721843 |  |  | 6084 |  | 39407 | 2097615 | 3145960 | 6.8 | 9005336
31464 | steam_electric_generating_plant_statistics_large_plants_402_2023_c000692_whispering_willow_north | 220 | x | Interstate Power and Light Company | 2023 | whispering willow north |  |  |  | wind | conventional | 2019 | 2020 | 199.9 | 188 | 8106 |  |  |  | 2 | 703475.799 | 13333436 | 57437995 | 278021686 | 364654389 | 1824000 | 369926 | 1 | [6 empty] | 601094 | [5 empty] | 2932905 | 3903925 | 5.5 | 15861272
32131 | steam_electric_generating_plant_statistics_large_plants_402_2023_c001182_crossroads | 255 | x | KCP&L Greater Missouri Operations Company | 2023 | crossroads |  |  |  | combustion_turbine |  | 2002 | 2002 | 387.6 | 309 | 1202 |  | 302 |  |  | 208365 | 427390 | 2941645 | 121347596 | 124716631 | 322000 | 647 | 8585275 |  |  |  |  | 90232 | 61560 |  |  | 1101 |  |  | 461316 |  | 9200131 | 44.2
32130 | steam_electric_generating_plant_statistics_large_plants_402_2023_c001182_greenwood | 255 | x | KCP&L Greater Missouri Operations Company | 2023 | greenwood |  |  |  | combustion_turbine |  | 1975 | 1979 | 258.8 | 212 | 2295 |  |  |  | 6 | 101524 | 219754 | 5631206 | 67791041 | 73716761 | 285000 | 4492 | 5971402 |  |  |  |  | 49252 | 543255 | 2070 |  | 81456 | 17034 |  | 522670 |  | 7191631 | 70.8 | 74760
32124 | steam_electric_generating_plant_statistics_large_plants_402_2023_c001182_iatan_1_18 | 255 | x | KCP&L Greater Missouri Operations Company | 2023 | iatan 1 (18%) |  |  |  | steam | outdoor | 1980 | 1980 | 135.88 | 126 | 9525 |  |  |  | 118 | 383501 | 254287 | 19535612 | 200746462 | 221319805 | 1629000 | 151387 | 10125138 |  | 621032 |  |  | 205574 | 195162 | 33010 |  | 129798 | 293852 | 749829 | 125214 | 15573 | 12645569 | 33 | 783444
32127 | steam_electric_generating_plant_statistics_large_plants_402_2023_c001182_iatan_2_18 | 255 | x | KCP&L Greater Missouri Operations Company | 2023 | iatan 2 (18%) |  |  |  | steam | outdoor | 2010 | 2010 | 179.8 | 163 | 8307 |  |  |  | 22 | 491616 | 6374 | 47589086 | 354371418 | 402963988 | 2241000 | 147115 | 11882282 |  | 821447 |  |  | 228936 | 276907 | 47700 |  | 195979 | 441438 | 2028575 | 776347 | 10243 | 16856969 | 34.3 | 997110
32132 | steam_electric_generating_plant_statistics_large_plants_402_2023_c001182_jeffrey_energy_ctr_8 | 255 | x | KCP&L Greater Missouri Operations Company | 2023 | jeffrey energy ctr 8% |  |  |  | steam | semioutdoor | 1978 | 1983 | 172.8 | 118 | 7674 |  |  |  | 206 | 472324 | 367789 | 24521867 | 181523544 | 213009124 | 1233000 | 158479 | 11280619 |  | 497331 |  |  | 107511 | 955654 |  |  | 200146 | 266185 | 1203434 | 745087 | 234653 | 15649099 | 33.1 | 6595924
32125 | steam_electric_generating_plant_statistics_large_plants_402_2023_c001182_lake_road__gas_turbine | 255 | x | KCP&L Greater Missouri Operations Company | 2023 | lake road - gas turbine |  |  |  | combustion_turbine |  | 1951 | 1990 | 127.6 | 82 | 1727 |  |  |  |  | 13884 |  | 1672163 | 30490232 | 32174453 | 252000 | 1157 | 1803054 |  |  |  |  | 734880 | 3763 | 345 |  | 872 | 110219 |  | 727296 | 72913 | 3454499 | 248.8 | 12058
32126 | steam_electric_generating_plant_statistics_large_plants_402_2023_c001182_lake_road__steam | 255 | x | KCP&L Greater Missouri Operations Company | 2023 | lake road - steam |  |  |  | steam | outdoor | 1951 | 1990 | 150.5 | 90 | 3923 |  |  |  | 48 | 36579 | 50369 | 27943496 | 154903350 | 186397830 | 1239000 | 245871 | 18238953 |  | 1436690 |  |  | 746861 | 2229552 |  |  | 378850 | 888009 | 2698142 | 1166592 | 57403 | 28086923 | 767.8 | 3500615
32129 | steam_electric_generating_plant_statistics_large_plants_402_2023_c001182_nevada | 255 | x | KCP&L Greater Missouri Operations Company | 2023 | nevada |  |  |  | combustion_turbine | outdoor | 1974 | 1974 | 20 | 15 | 284 |  |  |  |  | 1098 | 59905 | 527845 | 4464379 | 5071975 | 254000 |  | 464537 |  |  |  |  | 5331 | 17093 |  |  | 2091 | 3268 |  | 84030 |  | 576350 | 524.9 | 19846
32133 | steam_electric_generating_plant_statistics_large_plants_402_2023_c001182_ralph_green | 255 | x | KCP&L Greater Missouri Operations Company | 2023 | ralph green |  |  |  | combustion_turbine |  | 1981 | 1981 | 84.6 | 67 | 4721 |  |  |  |  | 38390 | 11376 | 2042425 | 20340978 | 22394779 | 265000 | 1735 | 2199106 |  |  |  |  | 13895 | 247629 | 690 |  | 42484 | 7468 |  | 188725 |  | 2701732 | 70.4
32128 | steam_electric_generating_plant_statistics_large_plants_402_2023_c001182_sibley | 255 | x | KCP&L Greater Missouri Operations Company | 2023 | sibley |  |  |  | steam | outdoor | 1960 | 1969 | [9 empty] | 392817 |  | 7332948 |  |  | 5512 |  | 117784 |  |  |  | -30319 |  |  |  | 2145 | 101 |  |  | 95223 |  | 6940131
32134 | steam_electric_generating_plant_statistics_large_plants_402_2023_c001182_south_harper | 255 | x | KCP&L Greater Missouri Operations Company | 2023 | south harper |  |  |  | combustion_turbine |  | 2005 | 2005 | 351 | 305 | 884 |  |  |  | 4 | 180481 | 1034874 | 12366751 | 112076255 | 125477880 | 357000 | 6907 | 7847993 |  |  |  |  | 29327 | 278253 | 2070 |  | 100503 | 25188 |  | 460668 |  | 8750909 | 48.5
32123 | steam_electric_generating_plant_statistics_large_plants_402_2023_c001182_total | 255 | X | KCP&L Greater Missouri Operations Company | 2023 | total | [21 empty] | 145830407 |  | 3494284 |  | 8620870 | 1288882 | 3624467 | 80710 |  | 904891 | 1891629 | 6680081 | 2885212 | 317872 | 159095379
32109 | steam_electric_generating_plant_statistics_large_plants_402_2023_c001181_hawthorn_5 | 254 | x | Kansas City Power & Light Company | 2023 | hawthorn 5 |  |  |  | steam | outdoor | 1969 | 1969 | 569 | 556 | 12111 |  |  | 476 | 80 | 2230848 | 807281 | 50212310 | 602281694 | 656875551 | 1154000 | 729535 | 49406523 |  | 3541046 |  |  | 1314009 | 2468722 | 60361 |  | 702826 | 1545403 | 6659982 | 856718 | 131193 | 67416318 | 30 | 3574266
32110 | steam_electric_generating_plant_statistics_large_plants_402_2023_c001181_hawthorn_6__9 | 254 | x | Kansas City Power & Light Company | 2023 | hawthorn 6 & 9 |  |  |  | combined_cycle | outdoor | 2000 | 2000 | 280 | 245 | 1968 |  |  | 281 |  | 234334 |  | 2499698 | 152384158 | 154883856 | 553000 | 238751 | 6194979 |  | 132629 |  |  | 1238625 | 130786 | 2070 |  | 24204 | 51506 | 321764 | 354982 | 56376 | 8746672 | 37
32111 | steam_electric_generating_plant_statistics_large_plants_402_2023_c001181_hawthorn_7__8 | 254 | x | Kansas City Power & Light Company | 2023 | hawthorn 7 & 8 |  |  |  | combustion_turbine | outdoor | 2000 | 2000 | 164 | 158 | 2012 |  |  |  |  | 197690 |  | 1365810 | 58041701 | 59407511 | 361000 | 5985 | 7397913 |  |  |  |  | 18369 | 22660 | 2415 |  | 4182 | 14480 |  | 106880 |  | 7572884 | 38
32112 | steam_electric_generating_plant_statistics_large_plants_402_2023_c001181_iatan_1_100 | 254 | x | Kansas City Power & Light Company | 2023 | iatan 1 (100%) |  |  |  | steam | outdoor | 1980 | 1980 | 754.88 |  |  |  |  | 670 | 118 | 1338948
32113 | steam_electric_generating_plant_statistics_large_plants_402_2023_c001181_iatan_1_70 | 254 | x | Kansas City Power & Light Company | 2023 | iatan 1 (70%) |  |  |  | steam | outdoor | 1980 | 1980 | 528.41 | 491 | 9540 |  |  | 469 |  | 1491502 | 3973987 | 65932253 | 701830116 | 774306767 | 1465352.2 | 567636 | 39485731 |  | 2366895 |  |  | 770029 | 676134 | 108895 |  | 454563 | 1011836 | 2795420 | 483067 | 60542 | 48780748 | 33 | 2570411
32114 | steam_electric_generating_plant_statistics_large_plants_402_2023_c001181_iatan_2_100 | 254 | x | Kansas City Power & Light Company | 2023 | iatan 2 (100%) |  |  |  | steam | outdoor | 2010 | 2010 | 999 |  |  |  |  | 850 | 22 | 1520882
32115 | steam_electric_generating_plant_statistics_large_plants_402_2023_c001181_iatan_2_5471 | 254 | x | Kansas City Power & Light Company | 2023 | iatan 2 (54.71%) |  |  |  | steam | outdoor | 2010 | 2010 | 546.55 | 495 | 8321 |  |  | 465 |  | 1494305 | 388083 | 169911345 | 1110843434 | 1284679391 | 2350524.9 | 470043 | 36244049 |  | 2549591 |  |  | 727752 | 931481 | 149825 |  | 650124 | 1483722 | 6296523 | 2363865 | 31155 | 51898130 | 35 | 3536529
32116 | steam_electric_generating_plant_statistics_large_plants_402_2023_c001181_lacygne_100 | 254 | x | Kansas City Power & Light Company | 2023 | lacygne (100%) |  |  |  | steam | outdoor | 1973 | 1977 | 1598.86 |  |  |  |  | 1362 | 147 | 4149399 | [20 empty] | 0
32118 | steam_electric_generating_plant_statistics_large_plants_402_2023_c001181_lacygne_1_50 | 254 | x | Kansas City Power & Light Company | 2023 | lacygne 1 (50%) |  |  |  | steam | outdoor | 1973 | 1977 | 436.5 | 375 | 13176 |  |  | 379 |  | 1861238 | 2417285 | 80246702 | 532282846 | 662966013 | 1518822.5 | 1662040 | 38934880 |  | 1040334 |  |  | 152064 | 622828 |  |  | 1630076 | 634930 | 3477978 | 274232 | 173180 | 48602542 | 26 | 48019180
32117 | steam_electric_generating_plant_statistics_large_plants_402_2023_c001181_lacygne_2_50 | 254 | x | Kansas City Power & Light Company | 2023 | lacygne 2 (50%) |  |  |  | steam | outdoor | 1973 | 1977 | 362.93 | 334 | 11854 |  |  | 334 |  | 1443477 | 479572 | 64378689 | 490219967 | 603097408 | 1661745.8 | 1350775 | 29595494 |  | 759379 |  |  | 158524 | 627095 |  |  | 955981 | 640535 | 3119048 | 229731 | 174705 | 37611267 | 26 | 48019180
32108 | steam_electric_generating_plant_statistics_large_plants_402_2023_c001181_montrose | 254 | x | Kansas City Power & Light Company | 2023 | montrose |  |  |  | steam | outdoor | 1958 | 1964 | [8 empty] | 1620842 | 6719391 | 24127 | 17412711 |  |  | 87806 |  | 5000 | [6 empty] | 46713 | 1995 |  |  |  | 141514 |  | 9048351
32120 | steam_electric_generating_plant_statistics_large_plants_402_2023_c001181_northeast | 254 | x | Kansas City Power & Light Company | 2023 | northeast |  |  |  | internal_combustion | outdoor | 1972 | 1977 | 491 | 327 | 431 |  |  |  | 5 | 25537 | 285450 | 2780270 | 93766403 | 97061732 | 197681.7 | 1674 | 12764733 |  |  |  |  | 37471 | 253196 | 690 |  | 1187 | 103488 |  | 273284 | 9943 | 13445666 | 527 | 229609
32121 | steam_electric_generating_plant_statistics_large_plants_402_2023_c001181_osawatomie | 254 | x | Kansas City Power & Light Company | 2023 | osawatomie |  |  |  | combustion_turbine | outdoor | 2003 | 2003 | 102 | 84 | 1808 |  |  |  |  | 43999 | 694545 | 2295179 | 32581736 | 35571460 | 349000 | 1800 | 1470603 |  |  |  |  | 24940 | 94395 | 690 |  | 1118 | 15488 |  | 19890 |  | 1628924 | 37
32107 | steam_electric_generating_plant_statistics_large_plants_402_2023_c001181_total | 254 | X | Kansas City Power & Light Company | 2023 | total | [21 empty] | 204049396 | 3841953 | 10395886 |  |  | 3580197 | 5205161 | 319081 | -6017345 | 4460757 | 5332320 | 22670713 | 4288229 | 570775 | 259782212
32122 | steam_electric_generating_plant_statistics_large_plants_402_2023_c001181_west_gardner | 254 | x | Kansas City Power & Light Company | 2023 | west gardner |  |  |  | combustion_turbine | outdoor | 2003 | 2003 | 408 | 309 | 1557 |  | 5 |  |  | 262638 | 271106 | 4391431 | 131606134 | 136268671 | 333991.8 | 7863 | 9560434 |  |  |  |  | 53029 | 767864 | 3105 |  | 4519 | 48021 |  | 447745 | 29167 | 10921747 | 42
32119 | steam_electric_generating_plant_statistics_large_plants_402_2023_c001181_wolf_creek_47 | 254 | x | Kansas City Power & Light Company | 2023 | wolf creek (47%) |  |  |  | nuclear | conventional | 1985 | 1985 | 609.25 | 582 | 18072 |  |  | 550 | 713 | 4842090 | 4216108 | 491598719 | 1434400047 | 2055820173 | 3374345.8 | 6169719 | 31530344 | 3841953 | 7792083 |  |  | 1002199 | 26271178 |  |  | 3609233 | 2195447 | 11746433 | 2017801 | 2093156 | 98269546 | 20 | 125605299
31663 | steam_electric_generating_plant_statistics_large_plants_402_2023_c000533_big_sandy | 202 | x | Kentucky Power Company | 2023 | big sandy |  |  |  | steam | conventional | 1963 | 2016 | 280.5 | 295 | 6388 | 0 | 295 | 295 | 25 | 1172463 | 1761182 | 24417287 | 152648288 | 185444845 | 661122.4 | 2383134 | 32647147 | 0 | 731465 | 0 | 0 | 0 | 2361557 | 0 | 2837 | 301523 | 1068905 | 1446041 | 827608 | 911854 | 42682071 | 36.4 | 6618088
31664 | steam_electric_generating_plant_statistics_large_plants_402_2023_c000533_mitchell_total | 202 | x | Kentucky Power Company | 2023 | mitchell- total |  |  |  | steam | outdoor | 1971 | 1971 | 1633 | 1576 | 5280 |  | 1560 | 1560 | 180 | 3327606 | 6197189 | 108917439 | 2085098783 | 2211423822 | 1354209.3 | 5502328 | 140464309 |  | 9927230 |  |  | 66316 | 6212463 |  | 24046 | 2629317 | 1726220 | 21713390 | 6101162 | 1554161 | 195920942 | 58.9 | 11210411
31665 | steam_electric_generating_plant_statistics_large_plants_402_2023_c000533_mitchellkepco_share | 202 | x | Kentucky Power Company | 2023 | mitchell-kepco share |  |  |  | steam | outdoor | 1971 | 1971 | 817 | 788 | 5280 | 0 | 780 | 780 | 90 | 1663803 | 3098594 | 57535579 | 988765199 | 1054094138 | 1290200.9 | 3019890 | 69073865 | 0 | 4749345 | 0 | 0 | 33158 | 3396633 | 0 | 23887 | 1318836 | 863137 | 10922232 | 3051571 | 776980 | 97229534 | 58.4 | 4694765
31662 | steam_electric_generating_plant_statistics_large_plants_402_2023_c000533_total | 202 | X | Kentucky Power Company | 2023 | total | [21 empty] | 114274670 |  | 5480809 |  |  | 33158 | 5758190 |  | 26724 | 1620359 | 1932042 | 12368273 | 3879179 | 1688834 | 152465262
31314 | steam_electric_generating_plant_statistics_large_plants_402_2023_c000555_brown_ct | 210 | x | Kentucky Utilities Company | 2023 | brown ct |  |  |  | combustion_turbine | conventional | 1994 | 2001 | 781.43 | 386 | 73 | 726 | 0 | 726 | 11 | 41407 | 333128 | 13003150 | 329861431 | 343570438 | 439668.9 | 152665 | 2180592 |  |  |  |  | 164081 |  |  |  | 270332 | 562114 |  | 1684897 |  | 5014681 | 121.1 | 372729
31317 | steam_electric_generating_plant_statistics_large_plants_402_2023_c000555_cane_run_ngcc | 210 | x | Kentucky Utilities Company | 2023 | cane run ngcc |  |  |  | combined_cycle | conventional | 2015 | 2015 | 630.24 | 541 | 6001 | 516 | 0 | 516 | 38 | 3795096 | 6243 | 51132124 | 397841279 | 449049220 | 712505.1 | 539139 | 91514335 | 0 | 0 | 0 | 0 | 5391429 | 0 | 0 | 0 | 642860 | 474558 | 0 | 5774832 | 0 | 104337153 | 27.5 | 69574
31313 | steam_electric_generating_plant_statistics_large_plants_402_2023_c000555_ew_brown | 210 | x | Kentucky Utilities Company | 2023 | ew brown |  |  |  | steam | conventional | 1957 | 1971 | 464 | 416 | 4525 | 412 |  | 412 | 89 | 892460 | 3539910 | 95993449 | 963751720 | 1108473270 | 2388951 | 1252904 | 27716133 |  | 5120599 |  |  | 1214351 | 3535443 |  | 58 | 2772362 | 1505486 | 8103135 | 584411 | 711839 | 52516721 | 58.8 | 45188191
31319 | steam_electric_generating_plant_statistics_large_plants_402_2023_c000555_ghent | 210 | x | Kentucky Utilities Company | 2023 | ghent |  |  |  | steam | conventional | 1973 | 1984 | 2226.06 | 1929 | 7317 | 1919 |  | 1919 | 245 | 9771858 | 21381408 | 238404188 | 3110196346 | 3440386927 | 1545505 | 2258623 | 245579944 |  | 9322708 |  |  | 4806612 | 17084087 |  | 1192 | 6521116 | 6008289 | 22662859 | 5378454 | 763112 | 320386996 | 32.8 | 70404985
31320 | steam_electric_generating_plant_statistics_large_plants_402_2023_c000555_haefling | 210 | x | Kentucky Utilities Company | 2023 | haefling |  |  |  | combustion_turbine | outdoor | 1970 | 1970 | 41.4 | 5 | 1 | 24 |  | 24 | 0 | -191 |  | 291451 | 4106953 | 4398404 | 106241.6 |  | 3748 |  |  |  |  | 150 | [6 empty] | 1760 |  | 5658 | -29.6
31315 | steam_electric_generating_plant_statistics_large_plants_402_2023_c000555_paddys_run_13_ct | 210 | x | Kentucky Utilities Company | 2023 | paddy's run 13 ct |  |  |  | combustion_turbine | conventional | 2001 | 2001 | 83.75 | 66 | 99 | 69 | 0 | 69 | 1 | 12855 | 6286 | 2207986 | 37893115 | 40139521 | 479277.9 |  | 1997877 |  |  |  |  | 92082 |  | 8672 |  | 19435 | -150 |  | 299399 |  | 2417315 | 188 | 32134
31318 | steam_electric_generating_plant_statistics_large_plants_402_2023_c000555_total | 210 | X | Kentucky Utilities Company | 2023 | total | [21 empty] | 332148174 |  | 16092812 |  |  | 6924268 | 26854256 |  | 1249 | 10921485 | 8350590 | 36311118 | 8510690 | 2308534 | 453191421
31321 | steam_electric_generating_plant_statistics_large_plants_402_2023_c000555_trimble_county | 210 | x | Kentucky Utilities Company | 2023 | trimble county |  |  |  | steam | conventional | 2011 | 2011 | 509.09 | 465 | 5738 | 445 |  | 445 | 82 | 2554702 | 1907103 | 148636001 | 947236836 | 1122334901 | 2204590.3 | 1256718 | 58852097 |  | 1649505 |  |  | 903306 | 6232756 |  |  | 1602919 | 826536 | 5545124 | 2547826 | 634489 | 80051276 | 31.3 | 24554961
31316 | steam_electric_generating_plant_statistics_large_plants_402_2023_c000555_trimble_county_ct | 210 | x | Kentucky Utilities Company | 2023 | trimble county ct |  |  |  | combustion_turbine | conventional | 2002 | 2004 | 783.67 | 515 | 312 | 626 | 0 | 626 | 7 | 271493 | 26174 | 22616195 | 246969132 | 269757178 | 344222.9 |  | 23173316 |  |  |  |  | 662790 | [6 empty] | 787054 |  | 24623160 | 90.7 | 145677
32592 | steam_electric_generating_plant_statistics_large_plants_402_2023_c000553_brown_ct | 209 | x | Louisville Gas and Electric Company | 2023 | brown ct |  |  |  | combustion_turbine | conventional | 1999 | 2001 | 199.87 | 99 | 62 | 180 | 0 | 180 | 3 | 17919 | 5015 | 1436652 | 86604068 | 88045735 | 440515 | 38262 | 766914 | 0 | 0 | 0 | 0 | 49787 | 0 | 0 | 0 | 67752 | 129016 | 0 | 227044 | 0 | 1278775 | 71.4
32593 | steam_electric_generating_plant_statistics_large_plants_402_2023_c000553_cane_run_ngcc | 209 | x | Louisville Gas and Electric Company | 2023 | cane run ngcc |  |  |  | combined_cycle | conventional | 2015 | 2015 | 177.76 | 152 | 1693 | 146 |  | 146 | 11 | 1070410 | 1762 | 17800670 | 113168186 | 130990240 | 736893.8 | 152065 | 25811732 |  |  |  |  | 1520596 |  |  |  | 181934 | 132409 |  | 1633218 |  | 29431954 | 27.5 | 19622
32594 | steam_electric_generating_plant_statistics_large_plants_402_2023_c000553_mill_creek | 209 | x | Louisville Gas and Electric Company | 2023 | mill creek |  |  |  | steam | conventional | 1972 | 1982 | 1717.2 | 1460 | 7017 | 1465 |  | 1465 | 209 | 7540565 | 3179561 | 171584698 | 2282655716 | 2469917028 | 1438339.8 | 1875317 | 175863416 |  | 15800027 |  |  | 2345663 | 12610552 | 32400 | 1 | 4208889 | 3266188 | 17394871 | 3537291 | 1057125 | 237991740 | 31.6 | 12497053
32595 | steam_electric_generating_plant_statistics_large_plants_402_2023_c000553_paddys_run_ct | 209 | x | Louisville Gas and Electric Company | 2023 | paddy's run ct |  |  |  | combustion_turbine | conventional | 1968 | 2001 | 127.09 | 101 | 56 | 78 |  | 78 | 1 | 14245.1 | 2957 | 2558462 | 47208183 | 49805839 | 391894.2 |  | 3046599 |  |  |  |  | 103837 |  | 9779 |  | 21916 | -169 |  | 409391 |  | 3591353 | 252.1 | 36237
32598 | steam_electric_generating_plant_statistics_large_plants_402_2023_c000553_total | 209 | X | Louisville Gas and Electric Company | 2023 | total | [21 empty] | 246314560 |  | 18176491 |  |  | 3275269 | 18139646 | 32400 | 1 | 5697516 | 4461223 | 25558322 | 6525207 | 1761567 | 333160070
32596 | steam_electric_generating_plant_statistics_large_plants_402_2023_c000553_trimble_county | 209 | x | Louisville Gas and Electric Company | 2023 | trimble county |  |  |  | steam | conventional | 1990 | 2011 | 543.99 | 482 | 4620 | 474 |  | 474 | 99 | 2968465 | 5977148 | 176911056 | 923861576 | 1133351409 | 2083404.9 | 1342551 | 70451143 |  | 2396287 |  |  | 929606 | 5506671 |  |  | 1478583 | 1195035 | 8163451 | 2987916 | 704443 | 95155686 | 32.1 | 26601629
32597 | steam_electric_generating_plant_statistics_large_plants_402_2023_c000553_trimble_county_ct | 209 | x | Louisville Gas and Electric Company | 2023 | trimble county ct |  |  |  | combustion_turbine | conventional | 2002 | 2004 | 408.73 | 269 | 160 | 328 | 0 | 328 | 3 | 138739 | 10526 | 11901305 | 128189880 | 140161213 | 342918.8 | 0 | 12053939 | 0 | 0 | 0 | 0 | 318539 | 0 | 0 | 0 | 0 | 0 | 0 | 394708 | 0 | 12767186 | 92 | 59502
31836 | steam_electric_generating_plant_statistics_large_plants_402_2023_c002045_big_stone | 319 | x | MDU Resources Group, Inc. | 2023 | big stone |  |  |  | steam | conventional | 1905 | 1905 | 94.11 | 108 | 6606 | 0 | 108 | 108 | 77 | 353841.71 | 150559 | 33788996 | 112069586 | 146487161 | 1557000 | 247691 | 8909745 | 0 | 902972 | 0 | 0 | 366635 | 727820 | 0 | 0 | 136498 | 114092 | 1183217 | 523873 | 200221 | 13312764 | 37.6 | 478020
31837 | steam_electric_generating_plant_statistics_large_plants_402_2023_c002045_coyote | 319 | x | MDU Resources Group, Inc. | 2023 | coyote |  |  |  | steam | conventional | 1981 | 1981 | 103.6 | 109 | 7841 | 0 | 106 | 106 | 77 | 650038.666 | 519148 | 29973898 | 112366332 | 143530219 | 1385000 | 581612 | 16155684 | 0 | 1789917 | 0 | 0 | 564605 | 635099 | 3575 | 0 | 173227 | 309824 | 1934232 | 156610 | 415219 | 22719604 | 35 | 670841
31832 | steam_electric_generating_plant_statistics_large_plants_402_2023_c002045_glendive | 319 | x | MDU Resources Group, Inc. | 2023 | glendive |  |  |  | combustion_turbine | conventional | 1979 | 2003 | 75.52 | 55 | 110 | 0 | 71 | 71 | 3 | 2727.467 | 37924 | 2574382 | 27551066 | 30163372 | 399000 | 47781 | 238574 | 0 | 0 | 0 | 0 | 39687 | 411497 | 0 | 0 | 23180 | 119733 | 0 | 66741 | 10871 | 958064 | 351.3 | 0
31834 | steam_electric_generating_plant_statistics_large_plants_402_2023_c002045_heskett_iii | 319 | x | MDU Resources Group, Inc. | 2023 | heskett iii |  |  |  | combustion_turbine | conventional | 2014 | 2014 | 89 | 90 | 522 | 0 | 81 | 81 | 6 | 29339 | 242583 | 10848742 | 45318789 | 56410113 | 634000 | 101803 | 2867165 | 0 | 0 | 0 | 0 | 115313 | 195396 | 0 | 0 | 56758 | 3650 | 0 | 158975 | 110101 | 3609161 | 123 | 0
31833 | steam_electric_generating_plant_statistics_large_plants_402_2023_c002045_lewis__clark_ii | 319 | x | MDU Resources Group, Inc. | 2023 | lewis & clark ii |  |  |  | internal_combustion | conventional | 2015 | 2015 | 18.7 | 19 | 1633 | 0 | 19 | 19 | 4 | 20889 | 46074 | 14766266 | 38330919 | 53143258 | 2842000 | 117744 | 809973 | 0 | 0 | 0 | 0 | 132431 | 463943 | 0 | 0 | 77480 | 13519 | 0 | 352238 | 21848 | 1989176 | 95.2 | 0
31831 | steam_electric_generating_plant_statistics_large_plants_402_2023_c002045_miles_city | 319 | x | MDU Resources Group, Inc. | 2023 | miles city |  |  |  | combustion_turbine | conventional | 1972 | 1972 | 23.75 | 21 | 32 | 0 | 19 | 19 | 0 | 311.864 | 609 | 379644 | 4859625 | 5239877 | 221000 | 26280 | 45080 | 0 | 0 | 0 | 0 | 15911 | 56877 | 0 | 0 | 12805 | 7101 | 0 | 17739 | 1201 | 182994 | 586.8 | 0
31838 | steam_electric_generating_plant_statistics_large_plants_402_2023_c002045_total | 319 | X | MDU Resources Group, Inc. | 2023 | total | [21 empty] | 27498785 |  | 3435938 |  |  | 1069602 | 1821907 | 1065210 | 66 | 413580 | 580211 | 3760467 | 859461 | 622596 | 42880868
31835 | steam_electric_generating_plant_statistics_large_plants_402_2023_c002045_wy_gen_iii | 319 | x | MDU Resources Group, Inc. | 2023 | wy gen iii |  |  |  | steam | conventional | 2010 | 2010 | 28 | 26 | 8372 | 0 | 28 | 28 | 25 | 197522.2 | 0 | 3742569 | 62959293 | 66701862 | 2382000 | 923742 | 2433356 | 0 | 743021 | 0 | 0 | 138361 | 341756 | 1061634 | 66 | 103855 | 156295 | 643019 | 178979 | 6171 | 6730255 | 34.1 | 0
31386 | steam_electric_generating_plant_statistics_large_plants_402_2023_c000906_fort_martin | 238 | x | MONONGAHELA POWER COMPANY | 2023 | fort martin |  |  |  | steam | semioutdoor | 1967 | 1968 | 1152 | 1100 | 7879 | 0 | 1098 | 1098 | 171 | 4367884 | 3027761 | 144687864 | 1109443219 | 1259113178 | 1092980.2 | 757502 | 141284578 |  | 963126 |  |  | 296000 | 5600346 |  | 8369875 | 1564080 | 344300 | 11806804 | 866410 | 11953456 | 183806477 | 42.1 | 1954334
31387 | steam_electric_generating_plant_statistics_large_plants_402_2023_c000906_harrison | 238 | x | MONONGAHELA POWER COMPANY | 2023 | harrison |  |  |  | steam | conventional | 1972 | 1974 | 2050 | 1960 | 8728 | 0 | 1984 | 1984 | 219 | 11192671 | 9980328 | 191961843 | 1598863128 | 1800546747 | 878315.5 | 1468783 | 379845818 |  | 6719749 |  |  | 275545 | 7926239 |  | 7120743 | 2646531 | 304509 | 29565342 | 4018600 | 7362226 | 447254085 | 40 | -258552
31385 | steam_electric_generating_plant_statistics_large_plants_402_2023_c000906_total | 238 | X | MONONGAHELA POWER COMPANY | 2023 | total | [21 empty] | 522143375 |  | 7535543 |  |  | 571547 | 13861187 |  | 15490618 | 4181250 | 648740 | 41234129 | 4861817 | 19798948 | 632512500
32041 | steam_electric_generating_plant_statistics_large_plants_402_2023_c002498_plant_name_badger_hollow_2 | 335 | x | Madison Gas and Electric Company | 2023 | plant name: badger hollow 2 |  |  |  | photovoltaic |  | 2023 | 2023 | 50 |  | 240 | 0 | 0 | 0 | 0 | 637.2 | 0 | 1168152.15 | 81575961.19 | 84873176.9 | 1697463.5 | 0 | 0 | 0 | 0 | 0 | 0 | 5 | 0 | 0 | 0 | 0 | 0 | 0 | 5844 | 0 | 5849 | 9.2 | 2129063.56
32040 | steam_electric_generating_plant_statistics_large_plants_402_2023_c002498_plant_name_badger_hollow_solar_park | 335 | x | Madison Gas and Electric Company | 2023 | plant name: badger hollow solar park |  |  |  | photovoltaic |  | 2021 | 2021 | 50 |  | 8760 | 0 | 0 | 0 | 0 | 87135.59 | 0 | 1822056 | 71129996.19 | 77861744.72 | 1557234.9 | 0 | 0 | 0 | 0 | 0 | 0 | 167289.68 | 0 | 227624.51 | 0 | 0 | 0 | 0 | 353194.54 | 0 | 748108.73 | 8.6 | 4909692.53
32039 | steam_electric_generating_plant_statistics_large_plants_402_2023_c002498_plant_name_bount_station | 335 | x | Madison Gas and Electric Company | 2023 | plant name: bount station |  |  |  | steam | conventional | 1902 | 1968 | 100 | 0 | 985 | 95 | 0 | 95 | 19 | 9564.77 | 9500 | 23292013.08 | 69161872.06 | 92531713.51 | 925317.1 | 383700.78 | 723656.02 | 0 | 541210.28 | 0 | 0 | 489958.64 | 926854.7 | 0 | -0.68 | 74134.26 | 315734.01 | 187982.53 | 739669.61 | 0 | 4382900.15 | 458.2 | 68328.37
32038 | steam_electric_generating_plant_statistics_large_plants_402_2023_c002498_plant_name_columbia_1 | 335 | x | Madison Gas and Electric Company | 2023 | plant name: columbia 1 |  |  |  | steam | conventional | 1975 | 1975 | 105.5 | 0 | 7415 | 108 | 0 | 108 | 0 | 413139 | 0 | 0 | 0 | 0 | 0 | 0 | 11237529.48 | 0 | 0 | 0 | 0 | 0 | 0 | 0 | 0 | 0 | 0 | 0 | 0 | 0 | 11237529.48 | 27.2 | 0
32037 | steam_electric_generating_plant_statistics_large_plants_402_2023_c002498_plant_name_columbia_2 | 335 | x | Madison Gas and Electric Company | 2023 | plant name: columbia 2 |  |  |  | steam | conventional | 1978 | 1978 | 105.5 | 0 | 6103 | 108 | 0 | 108 | 0 | 393691 | 0 | 0 | 0 | 0 | 0 | 0 | 10784531.22 | 0 | 0 | 0 | 0 | 0 | 0 | 0 | 0 | 0 | 0 | 0 | 0 | 0 | 10784531.22 | 27.4 | 0
32036 | steam_electric_generating_plant_statistics_large_plants_402_2023_c002498_plant_name_columbia_total | 335 | x | Madison Gas and Electric Company | 2023 | plant name: columbia total |  |  |  | steam | conventional | 1975 | 1978 | 211 | 0 | 0 | 216 | 0 | 216 | 0 | 806830 | 531955.87 | 33196730.21 | 262388183.6 | 305513061.2 | 1447929.2 | 174367.45 | 22022060.7 | 0 | 935367.13 | 0 | 0 | 385833.43 | 9907943.9 | 0 | 265.37 | 49863.54 | 164276.58 | 1257030.2 | 315279.16 | 0 | 35212287.46 | 43.6 | 9396191.51
32035 | steam_electric_generating_plant_statistics_large_plants_402_2023_c002498_plant_name_elm_road_1 | 335 | x | Madison Gas and Electric Company | 2023 | plant name: elm road 1 |  |  |  | steam | conventional | 2010 | 2010 | 53 | 0 | 5712 | 52.5 | 0 | 0 | 0 | 251217.38 | 0 | 0 | 0 | 0 | 0 | 0 | 0 | 0 | 0 | 0 | 0 | 0 | 0 | 0 | 0 | 0 | 0 | 0 | 0 | 0 | 0 | 0 | 0
32023 | steam_electric_generating_plant_statistics_large_plants_402_2023_c002498_plant_name_elm_road_2 | 335 | x | Madison Gas and Electric Company | 2023 | plant name: elm road 2 |  |  |  | steam | conventional | 2011 | 2011 | 53 | 0 | 6876 | 52.5 | 0 | 52.5 | 0 | 301643.92 | 0 | 0 | 0 | 0 | 0 | 0 | 0 | 0 | 0 | 0 | 0 | 0 | 0 | 0 | 0 | 0 | 0 | 0 | 0 | 0 | 0 | 0 | 0
32033 | steam_electric_generating_plant_statistics_large_plants_402_2023_c002498_plant_name_elm_road_total | 335 | x | Madison Gas and Electric Company | 2023 | plant name: elm road total |  |  |  | steam | conventional | 2010 | 2011 | 106 | 0 | 0 | 105 | 0 | 105 | 0 | 552861.3 | 0 | 22837262 | 178564469.5 | 201486115.2 | 1900812.4 | 191084 | 14344502 | 0 | 82358 | 0 | 0 | 0 | 1645950 | 530286.61 | 23.23 | 540536 | 326559 | 2523742 | 311432 | 584096 | 21080568.84 | 38.1 | 84383.68
32032 | steam_electric_generating_plant_statistics_large_plants_402_2023_c002498_plant_name_fitchburg2_units | 335 | x | Madison Gas and Electric Company | 2023 | plant name: fitchburg-2 units |  |  |  | combustion_turbine | conventional | 1973 | 1973 | 53 | 0 | 16 | 50 | 0 | 0 | 0 | 16.91 | 0 | 133775.51 | 6429267 | 6565791.87 | 123882.9 | 16219.32 | 144529.03 | 0 | 0 | 0 | 0 | 26059.03 | 0 | 0 | 0 | 0 | 14206.79 | 0 | 73250.27 | 0 | 274264.44 | 16219.1 | 2749.36
32022 | steam_electric_generating_plant_statistics_large_plants_402_2023_c002498_plant_name_forward_energy_center | 335 | x | Madison Gas and Electric Company | 2023 | plant name: forward energy center |  |  |  | wind |  | 2007 | 2008 | 18 | 0 | 8760 | 0 | 0 | 0 | 0 | 38176.43 | 0 | 1215442.83 | 32911767.62 | 35025777.47 | 1945876.5 | 0 | 0 | 0 | 0 | 0 | 0 | 62608.11 | 0 | 94332.54 | 0 | 0 | 0 | 0 | 491136.95 | 0 | 648077.6 | 17 | 898567.02
32031 | steam_electric_generating_plant_statistics_large_plants_402_2023_c002498_plant_name_m34marinette | 335 | x | Madison Gas and Electric Company | 2023 | plant name: m34/marinette |  |  |  | combustion_turbine | conventional | 1999 | 2000 | 90 | 0 | 1374 | 0 | 0 | 0 | 0 | 83772 | 0 | 918608.52 | 33461443.04 | 34349162.53 | 381657.4 | 0 | 3334230.53 | 0 | 0 | 0 | 0 | 116042.46 | 166709.82 | 51915.96 | 0 | 0 | 0 | 0 | 414216.18 | 0 | 4083114.95 | 48.7 | -30889.03
32030 | steam_electric_generating_plant_statistics_large_plants_402_2023_c002498_plant_name_nine_springs | 335 | x | Madison Gas and Electric Company | 2023 | plant name: nine springs |  |  |  | combustion_turbine | conventional | 1964 | 1964 | 16 | 0 | 5 | 13 | 0 | 0 | 0 | 63.91 | 0 | 75361.55 | 3542645.01 | 3624089.24 | 226505.6 | 4916.33 | 34975 | 0 | 0 | 0 | 0 | 7898.9 | 0 | 0 | 0 | 0 | 4306.3 | 0 | 42135.96 | 0 | 94232.49 | 1474.5 | 6082.68
32028 | steam_electric_generating_plant_statistics_large_plants_402_2023_c002498_plant_name_portable_generators | 335 | x | Madison Gas and Electric Company | 2023 | plant name: portable generators |  |  |  | internal_combustion |  | 1999 | 2021 | 60 | 0 | 691 | 51.5 | 0 | 0 | 0 | 544.03 | 0 | 781878.81 | 34880919.44 | 36179189.3 | 602986.5 | 0 | 560172.76 | 0 | 0 | 0 | 0 | 0 | 0 | 0 | 0 | 0 | 641299.52 | 44592.09 | 43086.19 | 0 | 1289150.56 | 2369.6 | 516391.05
32027 | steam_electric_generating_plant_statistics_large_plants_402_2023_c002498_plant_name_red_barn_wind | 335 | x | Madison Gas and Electric Company | 2023 | plant name: red barn wind |  |  |  | wind |  | 2023 | 2023 | 9 | 0 | 6504 | 0 | 0 | 0 | 0 | 16813.6 | 9127.99 | 1381193.96 | 15266286.6 | 16872154.81 | 1874683.9 | 0 | 0 | 0 | 0 | 0 | 0 | 36426 | 0 | 31939 | 0 | 0 | 0 | 0 | 81117 | 0 | 149482 | 8.9 | 215546.26
32026 | steam_electric_generating_plant_statistics_large_plants_402_2023_c002498_plant_name_saratoga_wind_farm | 335 | x | Madison Gas and Electric Company | 2023 | plant name: saratoga wind farm |  |  |  | wind |  | 2018 | 2019 | 66 | 0 | 8760 | 0 | 0 | 0 | 0 | 259697.1 | 6249806.85 | 127469.88 | 100285413 | 108141531.1 | 1638508 | 0 | 0 | 0 | 0 | 0 | 0 | 474774.62 | 0 | 391871.87 | 0 | 0 | 0 | 0 | 94080.26 | 0 | 960726.75 | 3.7 | 1478841.28
32034 | steam_electric_generating_plant_statistics_large_plants_402_2023_c002498_plant_name_sycamore2_units | 335 | x | Madison Gas and Electric Company | 2023 | plant name: sycamore-2 units |  |  |  | combustion_turbine | conventional | 1967 | 1971 | 38 | 0 | 29 | 30 | 0 | 0 | 0 | 230.55 | 0 | 113204.27 | 6818761 | 6934714.63 | 182492.5 | 9132.5 | 229257.68 | 0 | 0 | 0 | 0 | 14672.88 | 0 | 0 | 0 | 0 | 7999.32 | 0 | 9176.38 | 0 | 270238.76 | 1172.1 | 2749.36
32043 | steam_electric_generating_plant_statistics_large_plants_402_2023_c002498_plant_name_top_of_iowa_3 | 335 | x | Madison Gas and Electric Company | 2023 | plant name: top of iowa 3 |  |  |  | wind |  | 2007 | 2008 | 30 | 0 | 8760 | 0 | 0 | 0 | 0 | 40524.8 | 0 | 16875139.16 | 45174902 | 61111992.57 | 2037066.4 | 0 | 0 | 0 | 0 | 0 | 0 | 66197.09 | 0 | 111555.16 | 0 | 0 | 0 | 0 | 457329.95 | 0 | 635082.2 | 15.7 | -938048.59
32024 | steam_electric_generating_plant_statistics_large_plants_402_2023_c002498_plant_name_two_creeks_solar_park | 335 | x | Madison Gas and Electric Company | 2023 | plant name: two creeks solar park |  |  |  | photovoltaic |  | 2020 | 2020 | 50 | 0 | 8760 | 0 | 0 | 0 | 0 | 96312.89 | 0 | 2403028.76 | 65568173.21 | 71210318.63 | 1424206.4 | 0 | 0 | 0 | 0 | 0 | 0 | 203348.6 | 0 | 146011.2 | 0 | 0 | 0 | 0 | 674920.37 | 0 | 1024280.17 | 10.6 | 3239116.66
32025 | steam_electric_generating_plant_statistics_large_plants_402_2023_c002498_plant_name_west_campus | 335 | x | Madison Gas and Electric Company | 2023 | plant name: west campus |  |  |  | steam | conventional | 2005 | 2005 | 157 | 0 | 3636 | 150 | 150 | 150 | 18 | 357935.478 | 0 | 19529803.58 | 95058638.4 | 115563179.9 | 736071.2 | 179295.68 | 17190611.05 | 0 | 173969.42 | 0 | -3928390.44 | 693416 | 2157333.29 | 289251.73 | 2.48 | 247664 | 0 | 326914.02 | 1261726.11 | 0 | 18591793.34 | 51.9 | 974737.92
32029 | steam_electric_generating_plant_statistics_large_plants_402_2023_c002498_plant_name_west_riverside | 335 | x | Madison Gas and Electric Company | 2023 | plant name: west riverside | [5 empty] | 2020 | 2020 | 25 | 0 | 4730 | 0 | 0 | 0 | 0 | 115388.72 | 61341.97 | 2991802.49 | 23187946.42 | 26241090.88 | 1049643.6 | 0 | 2734562 | 0 | 153530 | 0 | 0 | 168892 | 0 | 9026 | 0 | 0 | 0 | 0 | 182010 | 0 | 3248020 | 28.1 | 0
32042 | steam_electric_generating_plant_statistics_large_plants_402_2023_c002498_total | 335 | X | Madison Gas and Electric Company | 2023 | total | [21 empty] | 54541224 |  | 1650547 |  | 3928390 | 1569208 | 12992132 | 819538 | 290 | 371662 | 480011 | 1771927 | 2316675 | 2367469 | 75719925
31440 | steam_electric_generating_plant_statistics_large_plants_402_2023_c001143_coralville | 251 | x | MidAmerican Energy Company | 2023 | coralville |  |  |  | combustion_turbine | conventional | 1970 | 1970 | 72 | 73 | 111 | 0 | 64 | 64 | 0 | 1028.35 | 2596 | 588384 | 22626284 | 23217264 | 322000 | 18292 | 87744 | [5 empty] | 43441 |  |  | 9792 | 1795 |  | 130768 | 47631 | 339463 | 330.1
31442 | steam_electric_generating_plant_statistics_large_plants_402_2023_c001143_electrifarm | 251 | x | MidAmerican Energy Company | 2023 | electrifarm |  |  |  | combustion_turbine | conventional | 1975 | 1978 | 264 | 211 | 321 | 0 | 190 | 190 | 4 | 11611.209 | 106098 | 2576158 | 42553332 | 45235588 | 171000 | 163549 | 554883 |  |  |  |  | 69092 | 219263 |  |  | 10229 | 18204 |  | 339352 | 75697 | 1450269 | 124.9
31434 | steam_electric_generating_plant_statistics_large_plants_402_2023_c001143_greater_des_moines_energy_center | 251 | x | MidAmerican Energy Company | 2023 | greater des moines energy center |  |  |  | combustion_turbine | conventional | 2003 | 2004 | 576 | 602 | 4683 | 0 | 510 | 510 | 20 | 2141226 | 1306678 | 35554747 | 267521218 | 304382643 | 528000 | 327204 | 50205780 |  |  |  |  | 4846829 | 420061 |  | 8 | 158419 | 200361 |  | 3946364 | 979170 | 61084196 | 28.5
31429 | steam_electric_generating_plant_statistics_large_plants_402_2023_c001143_louisa | 251 | x | MidAmerican Energy Company | 2023 | louisa |  |  |  | steam | conventional | 1983 | 1983 | 715 | 704 | 6464 | 0 | 656 | 656 | 76 | 3179722.76 | 3890027 | 153440435 | 792761816 | 968289136 | 1354000 | 1753477 | 65176482 |  | 6344557 |  |  | 701889 | 2757532 |  | 7484 | 714061 | 263568 | 4019988 | 2105727 | 851608 | 84696373 | 26.6 | 18196858
31437 | steam_electric_generating_plant_statistics_large_plants_402_2023_c001143_merl_parr | 251 | x | MidAmerican Energy Company | 2023 | merl parr |  |  |  | combustion_turbine | conventional | 1969 | 1969 | 36 | 31 | 59 | 0 | 33 | 33 | 0 | 755.73 | 888 | 101331 | 5998813 | 6101032 | 169000 | 18190 | 54149 |  |  |  |  | 5009 | 47196 |  |  | 9792 | 2397 |  | 111842 | 9421 | 257996 | 341.4
31436 | steam_electric_generating_plant_statistics_large_plants_402_2023_c001143_moline | 251 | x | MidAmerican Energy Company | 2023 | moline |  |  |  | combustion_turbine | conventional | 1970 | 1970 | 72 | 56 | 32 | 0 | 61 | 61 | 3 | 71.65 | 61370 | 922676 | 11043602 | 12027648 | 167000 | 18703 | 23801 |  |  |  |  | 10328 | 221597 |  |  | 9918 | 12419 |  | 542063 | 118119 | 956948 | 13355.9
31432 | steam_electric_generating_plant_statistics_large_plants_402_2023_c001143_neal_3 | 251 | x | MidAmerican Energy Company | 2023 | neal #3 |  |  |  | steam | conventional | 1975 | 1975 | 421 | 368 | 3893 | 0 | 367 | 367 | 49 | 908305.12 | 697832 | 80853634 | 390291589 | 546009369 | 1297000 | 1755709 | 21911003 |  | 2303879 |  |  | 73835 | 2187378 | 1687 | 2561 | 842797 | 577288 | 2469406 | 892026 | 860287 | 33877856 | 37.3 | 74166314
31431 | steam_electric_generating_plant_statistics_large_plants_402_2023_c001143_neal_4 | 251 | x | MidAmerican Energy Company | 2023 | neal #4 |  |  |  | steam | conventional | 1979 | 1979 | 282 | 266 | 2648 | 0 | 263 | 263 | 35 | 378708 | 472723 | 41658820 | 281623315 | 326312178 | 1157000 | 490532 | 10102567 |  | 1400460 |  |  | 8563 | 1031450 | -1687 | 994 | 920496 | 236260 | 1608886 | 491494 | 766479 | 17056494 | 45 | 2557320
31430 | steam_electric_generating_plant_statistics_large_plants_402_2023_c001143_ottumwa | 251 | x | MidAmerican Energy Company | 2023 | ottumwa |  |  |  | steam | conventional | 1981 | 1981 | 419 | 369 | 6580 | 367 | 0 | 0 | 30 | 1656352 | 857065 | 125239553 | 285552986 | 427139062 | 1019000 | 823316 | 35879820 |  | 5010341 |  |  | 1392729 | 1141775 |  | 810 | 258824 | 393494 | 3574829 | 588940 | 1119231 | 50184109 | 30.3 | 15489458
31438 | steam_electric_generating_plant_statistics_large_plants_402_2023_c001143_pleasant_hill | 251 | x | MidAmerican Energy Company | 2023 | pleasant hill |  |  |  | combustion_turbine | conventional | 1990 | 1994 | 180 | 174 | 577 | 0 | 154 | 154 | 2 | 16841.1 |  | 7319433 | 56865076 | 64184509 | 357000 | 17365 | 772163 |  |  |  |  | 23539 | 299948 |  |  | 57508 | 82890 |  | 152561 | 52095 | 1458069 | 86.6
31439 | steam_electric_generating_plant_statistics_large_plants_402_2023_c001143_quadcities | 251 | x | MidAmerican Energy Company | 2023 | quad-cities |  |  |  | nuclear | conventional | 1972 | 1972 | 505 | 474 | 8376 | 0 | 454 | 469 | 0 | 3789844 | 402337 | 63948358 | 501540563 | 565891258 | 1121000 | 16893883 | 18472614 | 1757713 | 5141363 |  |  | 80677 | 18881739 |  |  | 15088520 | 2706354 | 3780571 | 4215312 | 2959445 | 89978191 | 23.7
31443 | steam_electric_generating_plant_statistics_large_plants_402_2023_c001143_river_hills | 251 | x | MidAmerican Energy Company | 2023 | river hills |  |  |  | combustion_turbine | conventional | 1966 | 1967 | 128 | 115 | 259 | 0 | 116 | 116 | 0 | 1760.98 | 165168 | 1156389 | 16726519 | 18048076 | 141000 | 18470 | 145313 |  |  |  |  | 6471 | 65560 |  |  | 48658 | 6689 |  | 175877 | 48343 | 515381 | 292.7
31441 | steam_electric_generating_plant_statistics_large_plants_402_2023_c001143_sycamore | 251 | x | MidAmerican Energy Company | 2023 | sycamore |  |  |  | combustion_turbine | conventional | 1974 | 1974 | 158 | 149 | 255 | 0 | 145 | 145 | 4 | 10662.8 | 7984 | 939356 | 30321725 | 31269065 | 198000 | 17337 | 564261 |  |  |  |  | 7276 | 217767 |  |  | 78349 | 71006 |  | 350650 | 56864 | 1363510 | 127.9
31435 | steam_electric_generating_plant_statistics_large_plants_402_2023_c001143_total | 251 | X | MidAmerican Energy Company | 2023 | total | [21 empty] | 195341131 | 1757713 | 25843866 |  |  | 2449196 | 10837065 | -44595 | 17938 | 4746203 | 4433685 | 21575785 | 8544721 | 7704307 | 290636143
31433 | steam_electric_generating_plant_statistics_large_plants_402_2023_c001143_walter_scott_3 | 251 | x | MidAmerican Energy Company | 2023 | walter scott #3 |  |  |  | steam | conventional | 1978 | 1978 | 574 | 537 | 4084 | 0 | 558 | 558 | 59 | 1884312.01 | 4483860 | 146044262 | 553505220 | 999841602 | 1742000 | 2451180 | 28259687 |  | 3699106 |  |  | 62442 | 2376606 | -171892 | 4907 | 945465 | 1854645 | 6609838 | 3809046 | 2257154 | 52158184 | 27.7 | 295808260
31444 | steam_electric_generating_plant_statistics_large_plants_402_2023_c001143_walter_scott_4 | 251 | x | MidAmerican Energy Company | 2023 | walter scott #4 |  |  |  | steam | conventional | 2007 | 2007 | 550 | 551 | 5783 | 0 | 481 | 481 | 44 | 1953681.19 |  | 38130898 | 129750518 | 167881416 | 305000 | 1912318 | 34097445 |  | 7081933 |  |  | 208932 | 1346733 | 127297 | 1174 | 1056499 | 1108767 | 3241343 | 634332 | 1845977 | 52662750 | 27
32148 | steam_electric_generating_plant_statistics_large_plants_402_2023_c011423_bird_city | 401 | x | Midwest Energy Inc. | 2023 | bird city |  |  |  | internal_combustion | conventional | 1965 | 1966 | 2 | 2 | 0 | 2 |  |  | 0 | 0 | 371 | 1760 | 525280 | 527411 | 263706 |  | 1116 |  |  |  |  | 718 | 9774 | [7 empty] | 11608
32147 | steam_electric_generating_plant_statistics_large_plants_402_2023_c011423_colby_gt | 401 | x | Midwest Energy Inc. | 2023 | colby gt |  |  |  | combustion_turbine | conventional | 1970 | 1970 | 16.32 | 13 | 161 | 13 |  |  | 1 | 1861.859 |  | 7843 | 1571409 | 1579252 | 96768 | 7053 | 135223 |  |  |  |  | 25495 | 228588 | [5 empty] | 27055 | 34129 | 457543
32149 | steam_electric_generating_plant_statistics_large_plants_402_2023_c011423_goodman_energy_center | 401 | x | Midwest Energy Inc. | 2023 | goodman energy center |  |  |  | internal_combustion | conventional | 2008 | 2016 | 104 | 102 | 1705 | 102 |  |  | 10 | 115977.17 | 31047 | 12657227 | 85690766 | 98379040 | 945952 | 477445 | 4178757 |  |  |  |  | 658108 | 628763 |  |  | 39689 |  |  | 749116 | 51561 | 6783439
32150 | steam_electric_generating_plant_statistics_large_plants_402_2023_c011423_great_bend | 401 | x | Midwest Energy Inc. | 2023 | great bend |  |  |  | internal_combustion | conventional | [10 empty] | 525 | 493059 | 1599708 | 2093292 | [8 empty] | 15905 | [5 empty] | 932 |  | 16837
31700 | steam_electric_generating_plant_statistics_large_plants_402_2023_c001555_chevron | 297 | x | Mississippi Power Company | 2023 | chevron |  |  |  | combustion_turbine | conventional | 1967 | 1994 | 170.47 | 153 | 8758 | 153 | 0 | 153 | 35 | 1019162 | 0 | 0 | 0 | 0 | 0 | 1285995 | [5 empty] | 2273478 | 4820018 | 140546 | 38589 | 1852655 | 1925053 |  | 9612014 |  | 21948348 | 21.5 | 0
31709 | steam_electric_generating_plant_statistics_large_plants_402_2023_c001555_daniel__combined_cycle | 297 | x | Mississippi Power Company | 2023 | daniel - combined cycle |  |  |  | combined_cycle | conventional | 2001 | 2001 | 1132.03 |  |  | 1168 |  | 1138 |  | 8834361 | 214433 | 22336751 | 428418368 | 450969552 | 398000 | 1445530 | 219693664 |  |  |  |  | 2924825 | 9534984 |  | 43966 | 2463714 | 608394 |  | 8094188 |  | 244809265 | 27.7 | 0
31710 | steam_electric_generating_plant_statistics_large_plants_402_2023_c001555_daniel__steam | 297 | x | Mississippi Power Company | 2023 | daniel - steam |  |  |  | steam | conventional | 1977 | 1981 | 548.25 | 1945 | 8762 | 502 |  | 502 | 132 | 1432077 | 6855386 | 88776345 | 686849983 | 795023370 | 1450000 | 2792357 | 76952022 |  | 1071044 |  |  | 1653953 | 7172568 |  | 650001 | 1354644 | 1081252 | 4416841 | 951750 | 443311 | 98539743 | 68.8 | 12541657
31708 | steam_electric_generating_plant_statistics_large_plants_402_2023_c001555_eaton | 297 | x | Mississippi Power Company | 2023 | eaton |  |  |  | steam | conventional | 1945 | 1949 | 0 | 0 | 0 | 0 | 0 | 0 | 0 | 0 | 0 | 0 | 0 | 0 | 0 | 0 | 0 | 0 | 0 | 0 | 0 | 0 | 0 | 0 | 0 | 0 | 0 | 0 | 0 | 0 |  |  | 0
31707 | steam_electric_generating_plant_statistics_large_plants_402_2023_c001555_greene_county | 297 | x | Mississippi Power Company | 2023 | greene county |  |  |  | steam | conventional | 1965 | 1966 | 227.39 | 521 | 6592 | 206 | 0 | 206 | 57 | 525633 | 72169 | 13536666 | 98650440 | 115787050 | 509000 | 528690 | 19444372 |  | 262 |  |  | 258187 | 847809 |  | 143022 | 277380 | 573806 | 1249713 | 550071 | -40014 | 23833298 | 45.3 | 3527775
31706 | steam_electric_generating_plant_statistics_large_plants_402_2023_c001555_ratcliffe | 297 | x | Mississippi Power Company | 2023 | ratcliffe |  |  |  | combined_cycle | conventional | 2014 | 2014 | 839.9 | 754 | 7061 | 614 | 0 | 614 | 41 | 3704258 | 23861036 | 251085907 | 730668525 | 1005615469 | 1197000 | 1213751 | 101385552 |  |  |  |  | 5402745 | 5668103 |  | 26917 | 373099 | 2706169 |  | 16988069 | 0 | 133764405 | 36.1 | 0
31703 | steam_electric_generating_plant_statistics_large_plants_402_2023_c001555_sweat__ct | 297 | x | Mississippi Power Company | 2023 | sweat - ct |  |  |  | combustion_turbine | conventional | 1971 | 1971 | 41.85 | 29 | 15 | 41 | 0 | 41 | 0 | 194 | 0 | 419248 | 3012346 | 3431594 | 82000 | 884 | 135112 |  |  |  |  | 104135 | 28600 |  | 872 | 29105 | 136538 | -7 | 265280 |  | 700519 | 3610.9 | 0
31704 | steam_electric_generating_plant_statistics_large_plants_402_2023_c001555_sweat__steam | 297 | x | Mississippi Power Company | 2023 | sweat - steam |  |  |  | steam | conventional | 1951 | 1953 | [8 empty] | 52161 | 330602 | 229947 | 679474 | 0 | [17 empty] | 66763
31705 | steam_electric_generating_plant_statistics_large_plants_402_2023_c001555_total | 297 | x | Mississippi Power Company | 2023 | total | [21 empty] | 192731281 |  | 1092636 |  |  | 5934892 | 10555754 |  | 1927188 | 3964957 | 4069707 | 7590430 | 4098650 | 833905 | 237529199
31702 | steam_electric_generating_plant_statistics_large_plants_402_2023_c001555_watson__steam | 297 | x | Mississippi Power Company | 2023 | watson - steam |  |  |  | steam | conventional | 1957 | 1973 | 877.2 | 724 | 8402 | 721 | 0 | 721 | 47 | 3270047 | 300488 | 50081998 | 369395205 | 420238955 | 479000 | 1408752 | 96334888 |  | 21330 |  |  | 4022752 | 2535088 |  | 1021687 | 2331515 | 2414649 | 1923883 | 2586955 | 430608 | 115032107 | 35.2 | 461265
31701 | steam_electric_generating_plant_statistics_large_plants_402_2023_c001555_watson_ct | 297 | x | Mississippi Power Company | 2023 | watson ct |  |  |  | combustion_turbine | conventional | 1970 | 1970 | 41.85 | 42 | 64 | 41 | 0 | 41 | 0 | 1493 | 0 | 388557 | 5205733 | 5594290 | 134000 |  | 235305 | [7 empty] | 2132 |  | 5122 |  | 124433 |  | 366992 | 245.8 | 0
32072 | steam_electric_generating_plant_statistics_large_plants_402_2023_c001322_east_hampton_gt | 281 | x | National Grid Generation LLC | 2023 | east hampton gt |  |  |  | combustion_turbine | outdoor | 1970 | 1970 | 21.2 | 22 | 597 | 19 | 18 | 22 |  | 10446 | 0 | 0 | 0 | 0 | 0 | [6 empty] | 69350 | 11097 | [5 empty] | 2437093 |  | 2517540 | 241 | 0
32074 | steam_electric_generating_plant_statistics_large_plants_402_2023_c001322_ef_barrett_gt | 281 | x | National Grid Generation LLC | 2023 | ef barrett gt |  |  |  | combustion_turbine | outdoor | 1970 | 1971 | 294 | 220 | 6129 | 241 | 197 | 167 |  | 146023.5 | 0 | 0 | 0 | 0 | 0 | [6 empty] | 745497 | 727837 |  |  | 326766 | 13361 |  | 7280568 | 2022 | 9096051 | 62.3 | 0
32080 | steam_electric_generating_plant_statistics_large_plants_402_2023_c001322_ef_barrett_steam | 281 | x | National Grid Generation LLC | 2023 | ef barrett steam |  |  |  | steam | semioutdoor | 1956 | 1963 | 350 | 367 | 10924 | 362 | 362 | 362 | 61 | 1370808 |  |  |  | 0 | 0 | 35715 |  |  | 3372918 |  |  | 69350 | 2844737 |  |  | 2079055 | 1255382 | 2290787 | 986847 | 2690384 | 15625175 | 11.4
32085 | steam_electric_generating_plant_statistics_large_plants_402_2023_c001322_far_rockaway_steam | 281 | x | National Grid Generation LLC | 2023 | far rockaway steam |  |  |  | steam | semioutdoor | 1953 | 1953 |  | 0 | 0 | 0 | 0 | 0 | 0 |  | 0 | 0 | 0 | 0 | 0 | 0 | 0 | 0 | 0 | 0 | 0 | 0 | 57761 | 0 | 0 | 0 | 0 | 0 | 0 | 0 | 57761 | 0 | 0
32086 | steam_electric_generating_plant_statistics_large_plants_402_2023_c001322_glenwood_gt | 281 | x | National Grid Generation LLC | 2023 | glenwood gt |  |  |  | combustion_turbine | outdoor | 1967 | 1972 | 126 | 89 | 120 | 132 | 86 | 132 |  | 4498 | 0 | 0 | 0 | 0 | 0 | [6 empty] | 16379 | 2147 |  |  | 4343 |  |  | 264167 |  | 287036 | 63.8
32083 | steam_electric_generating_plant_statistics_large_plants_402_2023_c001322_glenwood_steam | 281 | x | National Grid Generation LLC | 2023 | glenwood steam |  |  |  | steam | semioutdoor | 1952 | 1954 |  | 0 | 0 | 0 | 0 | 0 | 0 |  | 0 | 0 | 0 | 0 | 0 | 0 | 0 | 0 | 0 | 0 | 0 | 0 | 3153 | 0 | 0 | 0 | 0 | 0 | 0 | 0 | 3153 | 0 | 0
32075 | steam_electric_generating_plant_statistics_large_plants_402_2023_c001322_holtsville_gt | 281 | x | National Grid Generation LLC | 2023 | holtsville gt |  |  |  | combustion_turbine | outdoor | 1974 | 1975 | 567 | 433 | 842 | 487 | 414 | 567 |  | 36121 | 0 | 0 | 0 | 0 | 0 | 293 | [5 empty] | 345467 | 1704 |  |  | 245605 |  | 10232 | 3288438 | 7897 | 3899636 | 108 | 0
32073 | steam_electric_generating_plant_statistics_large_plants_402_2023_c001322_northport_gt | 281 | x | National Grid Generation LLC | 2023 | northport gt |  |  |  | combustion_turbine | outdoor | 1967 | 1967 | 16 | 13 | 59 | 13 | 11 | 11 |  | 490 | 0 | 0 | 0 | 0 | 0 | [6 empty] | 19227 | 8225 |  |  | 2005 |  |  | 169715 |  | 199172 | 406.5 | 0
32081 | steam_electric_generating_plant_statistics_large_plants_402_2023_c001322_northport_steam | 281 | x | National Grid Generation LLC | 2023 | northport steam |  |  |  | steam | conventional | 1967 | 1977 | 1500 | 1423 | 16871 | 1452 | 1452 | 1452 | 124 | 3948657 |  |  |  | 0 | 0 | 83595 |  |  | 9239055 |  |  | 142445 | 3523196 |  |  | 4096498 | 1977731 | 6850613 | 7526565 | 2844790 | 36284488 | 9.2
32071 | steam_electric_generating_plant_statistics_large_plants_402_2023_c001322_port_jefferson_gt | 281 | x | National Grid Generation LLC | 2023 | port jefferson gt |  |  |  | combustion_turbine | outdoor | 1966 | 1966 | 16 | 17 | 51 | 14 | 11 | 15 |  | 424 | 0 | 0 | 0 | 0 | 0 | [6 empty] | 43904 | [6 empty] | 105747 | 599 | 150250 | 354.4 | 0
32082 | steam_electric_generating_plant_statistics_large_plants_402_2023_c001322_port_jefferson_steam | 281 | x | National Grid Generation LLC | 2023 | port jefferson steam |  |  |  | steam | semioutdoor | 1948 | 1960 | 350 | 361 | 4229 | 362 | 362 | 362 | 60 | 435104 |  |  |  | 0 | 0 | 17697 |  |  | 1558667 |  |  | 376432 | 4903191 |  |  | 502313 | 421880 | 1771452 | 1140747 | 1642904 | 12335283 | 28.4
32070 | steam_electric_generating_plant_statistics_large_plants_402_2023_c001322_shoreham_gt | 281 | x | National Grid Generation LLC | 2023 | shoreham gt |  |  |  | combustion_turbine | outdoor | 1966 | 1971 | 71.5 | 57 | 161 | 68 | 50 | 72 |  | 0 | 0 | 0 | 0 | 0 | 0 | [6 empty] | 14584 | 9620 | [5 empty] | 356470 | 275 | 380949 | 0
32078 | steam_electric_generating_plant_statistics_large_plants_402_2023_c001322_south_hampton_gt | 281 | x | National Grid Generation LLC | 2023 | south hampton gt |  |  |  | combustion_turbine | outdoor | 1963 | 1963 | 11.5 | 10 | 92 | 10 | 7 | 9 |  | 527 | 0 | 0 | 0 | 0 | 0 | [6 empty] | 31246 | 1073 | [5 empty] | 593103 |  | 625422 | 1186.8 | 0
32077 | steam_electric_generating_plant_statistics_large_plants_402_2023_c001322_southhold_gt | 281 | x | National Grid Generation LLC | 2023 | southhold gt |  |  |  | combustion_turbine | outdoor | 1964 | 1964 | 14 | 11 | 151 | 10 | 8 | 12 |  | 1391 | 0 | 0 | 0 | 0 | 0 | [6 empty] | 9154 | [6 empty] | 687073 | 317 | 696544 | 500.8 | 0
32084 | steam_electric_generating_plant_statistics_large_plants_402_2023_c001322_total | 281 | X | National Grid Generation LLC | 2023 | total | [23 empty] | 17703022 |  |  | 960435 | 16591757 |  | 37049280 | 11610134 | 3967612 | 13636868 | 8890488 | 9645204 | 120436045
32076 | steam_electric_generating_plant_statistics_large_plants_402_2023_c001322_wading_river_gt | 281 | x | National Grid Generation LLC | 2023 | wading river gt |  |  |  | combustion_turbine | outdoor | 1989 | 1989 | 238.5 | 212 | 421 | 344 | 205 | 273 |  | 28318 | 0 | 0 | 0 | 0 | 0 |  |  |  | 1568 |  |  | 120639 | 78 |  |  | 357623 |  |  | 2309861 | 164801 | 2954570 | 104.3 | 0
32079 | steam_electric_generating_plant_statistics_large_plants_402_2023_c001322_west_babylon_gt | 281 | x | National Grid Generation LLC | 2023 | west babylon gt |  |  |  | combustion_turbine | outdoor | 1971 | 1971 | 0 | 0 | 0 | 0 | 0 | 0 |  | 0 | 0 | 0 | 0 | 0 | 0 | [6 empty] | 30488 |  |  |  |  | 739 | 1769 | 159805 |  | 192801 | 0
31820 | steam_electric_generating_plant_statistics_large_plants_402_2023_c001610_clark_4 | 301 | x | Nevada Power Company, d/b/a NV Energy | 2023 | clark 4 |  |  |  | combustion_turbine | conventional | 1973 | 1973 | 72 | 51 | 193 | 54 | 0 | 54 | 0 | 9312 |  | 88885 | 16963202 | 17052087 | 237000 | 5377 | 481891 |  |  |  |  | 514 | 87950 | 1467 |  |  | 8 |  | 4607 | 48710 | 630524 | 67.7
31812 | steam_electric_generating_plant_statistics_large_plants_402_2023_c001610_clark_5678910 | 301 | x | Nevada Power Company, d/b/a NV Energy | 2023 | clark 5,6,7,8,9,10 |  |  |  | combined_cycle | semioutdoor | 1979 | 1994 | 548 | 461 | 7625 | 430 | 0 | 430 | 36 | 435607.3 | 1143827 | 30791207 | 323931301 | 353913526 | 646000 | 251552 | 16365862 |  | 7 |  |  | 26875 | 4121870 | 68617 |  |  | 567 | 204473 | 278212 | 2029212 | 23347247 | 53.6 | -1952809
31821 | steam_electric_generating_plant_statistics_large_plants_402_2023_c001610_clark_peakers_1122 | 301 | x | Nevada Power Company, d/b/a NV Energy | 2023 | clark peakers 11-22 |  |  |  | combustion_turbine | outdoor | 2008 | 2008 | 724 | 554 | 3005 | 660 | 0 | 660 | 0 | 130480 | 996 | 31695316 | 485756069 | 517452381 | 715000 | 75349 | 9735856 |  | 2 |  |  | 7199 | 1242014 | 20553 |  |  | 33607 | 49006 | 92670 | 863485 | 12119741 | 92.9
31818 | steam_electric_generating_plant_statistics_large_plants_402_2023_c001610_harry_allen_3 | 301 | x | Nevada Power Company, d/b/a NV Energy | 2023 | harry allen 3 |  |  |  | combustion_turbine | outdoor | 1995 | 1995 | 102 | 78 | 1276 | 74 | 0 | 74 | 0 | 85636 | 1528252 | 27503336 | 161746520 | 190810176 | 1871000 | 13002 | 5597457 |  |  |  |  | 151131 | 76997 | 13489 |  | 2702 | 15833 |  | 52075 | 54620 | 5977306 | 69.8 | 32068
31814 | steam_electric_generating_plant_statistics_large_plants_402_2023_c001610_harry_allen_4 | 301 | x | Nevada Power Company, d/b/a NV Energy | 2023 | harry allen 4 |  |  |  | combustion_turbine | outdoor | 2006 | 2006 | 85 | 82 | 1389 | 74 | 0 | 74 | 0 | 99423 |  | 2666926 | 40321459 | 42988385 | 506000 | 15095 | 6139145 |  | 2 |  |  | 183836 | 89095 | 15661 |  | 3137 | 14088 | 931 | 65409 | 50302 | 6576701 | 66.1
31823 | steam_electric_generating_plant_statistics_large_plants_402_2023_c001610_harry_allen_567 | 301 | x | Nevada Power Company, d/b/a NV Energy | 2023 | harry allen 5,6,7 |  |  |  | combined_cycle | semioutdoor | 2011 | 2011 | 559 | 568 | 14336 | 532 | 0 | 532 | 24 | 1890466 | 36863 | 43975920 | 645495873 | 689508656 | 1233000 | 298326 | 156130806 |  | 30 |  |  | 3355744 | 1660655 | 297788 |  | 59639 | 291874 | -282 | 3221155 | 765524 | 166081259 | 87.9
31819 | steam_electric_generating_plant_statistics_large_plants_402_2023_c001610_higgins | 301 | x | Nevada Power Company, d/b/a NV Energy | 2023 | higgins |  |  |  | combined_cycle | outdoor | 2002 | 2002 | 688 | 620 | 16756 | 602 | 0 | 602 | 21 | 2150761 |  | 54720784 | 537211492 | 591307331 | 859000 | 401043 | 151573579 |  | 34 |  |  | 14307 | 4627638 | 338790 |  | 1937 | 53228 |  | 1245692 | 1075284 | 159331532 | 74.1 | -624945
31813 | steam_electric_generating_plant_statistics_large_plants_402_2023_c001610_lenzie_1__2 | 301 | x | Nevada Power Company, d/b/a NV Energy | 2023 | lenzie 1 & 2 |  |  |  | combined_cycle | semioutdoor | 2005 | 2006 | 1465 | 1282 | 45832 | 1218 | 0 | 1218 | 35 | 6886164 | 234506 | 41925497 | 664975367 | 707277619 | 483000 | 1162970 | 444871414 |  | -2252 |  |  | 3143339 | 3166712 | 1084716 |  |  | 959223 | 53882 | 5191536 | 1830302 | 461461842 | 67 | 142249
31816 | steam_electric_generating_plant_statistics_large_plants_402_2023_c001610_lv_generation | 301 | x | Nevada Power Company, d/b/a NV Energy | 2023 | lv generation |  |  |  | combined_cycle | outdoor | 1994 | 2002 | 359 | 277 | 14713 | 272 | 0 | 272 | 22 | 336397.27 | 5141931 | 10795416 | 246520860 | 262458207 | 731000 | 141326 | 19456866 |  | 5 |  |  | 12427 | 4452438 | 52990 |  | 295 | 94778 | 18720 | 595948 | 1625377 | 26451170 | 78.6
31817 | steam_electric_generating_plant_statistics_large_plants_402_2023_c001610_silverhawk | 301 | x | Nevada Power Company, d/b/a NV Energy | 2023 | silverhawk |  |  |  | combined_cycle | semioutdoor | 2004 | 2004 | 665 | 596 | 18924 | 590 | 0 | 590 | 24 | 2508925.67 | 5208268 | 45916444 | 479600849 | 530782681 | 798000 | 478133 | 170008139 |  | 40 |  |  | 2437206 | 1564830 | 395209 |  |  | 177712 | 15456 | 1464834 | 699689 | 177241248 | 70.6 | 57120
31822 | steam_electric_generating_plant_statistics_large_plants_402_2023_c001610_sun_peak_3_4_5 | 301 | x | Nevada Power Company, d/b/a NV Energy | 2023 | sun peak 3, 4, 5 |  |  |  | combustion_turbine | outdoor | 1991 | 1991 | 294 | 228 | 492 | 210 | 0 | 210 | 4 | 31692.72 | 308031 | 13731947 | 83583610 | 97086872 | 330000 | 64434 | 2184858 |  | 1 |  |  | 25287 | 1339851 | 4992 |  |  | 36904 | 947 | 44149 | 104317 | 3805740 | 120.1 | -536716
31815 | steam_electric_generating_plant_statistics_large_plants_402_2023_c001610_total | 301 | X | Nevada Power Company, d/b/a NV Energy | 2023 | total | [23 empty] | -2129 | 157640 |  | 7055 | 4373253 |  |  |  | 7920 | 346471 | 324149 | 171234 | 5743350
31445 | steam_electric_generating_plant_statistics_large_plants_402_2023_c001305_total | 274 | X | New England Power Company | 2023 | total | [21 empty] | 35634 | [13 empty] | 35391
32093 | steam_electric_generating_plant_statistics_large_plants_402_2023_c001306_total | 275 | X | Niagara Mohawk Power Corporation | 2023 | total | [32 empty] | 3934 |  |  | 50754
31245 | steam_electric_generating_plant_statistics_large_plants_402_2023_c001789_aberdeen_1 | 315 | x | NorthWestern Corporation | 2023 | aberdeen #1 |  |  |  | combustion_turbine | conventional | 1978 | 1978 | 28.8 | 28 | 0 | 0 | 21 | 28 | 0 | -5 | 1314 | 29021 | 3775985 | 3806320 | 132163.9
31253 | steam_electric_generating_plant_statistics_large_plants_402_2023_c001789_aberdeen_2 | 315 | x | NorthWestern Corporation | 2023 | aberdeen #2 |  |  |  | combustion_turbine | conventional | 2013 | 2013 | 82.2 | 60 | 1470 | 0 | 52 | 60 | 9 | 39557 | 36647 | 10385543 | 38128471 | 48550660 | 590640.6 | 21051 | 2313704 |  |  |  |  | 640967 |  |  |  | 21051 |  |  | 530115 |  | 3526888 | 89.2
31243 | steam_electric_generating_plant_statistics_large_plants_402_2023_c001789_beethoven_wind | 315 | x | NorthWestern Corporation | 2023 | beethoven wind |  |  |  | wind |  | 2015 | 2015 | 80 | 80 | 8760 | 79 | 0 | 0 | 5 | 273688 |  | 14557823 | 100039926 | 115949290 | 1449366.1 | 70293 | [5 empty] | 3322325 |  |  |  |  | 105114 |  |  | 52600 | 3550332 | 13 | 1351541
31254 | steam_electric_generating_plant_statistics_large_plants_402_2023_c001789_big_stone | 315 | x | NorthWestern Corporation | 2023 | big stone |  |  |  | steam | conventional | 1975 | 1975 | 122.85 | 112 | 6606 | 0 | 110 | 111 | 0 | 320588 | 162629 | 9942028 | 146591390 | 157004711 | 1278020 | 287727 | 8578499 |  | 464298 |  |  | 338856 | 775672 |  |  | 180358 | 129994 | 1079330 | 752267 | 203520 | 12790521 | 39.9 | 308664
31249 | steam_electric_generating_plant_statistics_large_plants_402_2023_c001789_bob_glanzer | 315 | x | NorthWestern Corporation | 2023 | bob glanzer |  |  |  | combustion_turbine | conventional | 2022 | 2022 | 58.5 | 56 | 4533 | 56 | 56 | 56 | 5 | 89326 | 192378 | 730818 | 86303791 | 87226987 | 1491059.6 | 41361 | 2911864 |  |  |  |  | 1259399 |  |  |  | 41361 |  |  | 433091 |  | 4687076 | 52.5
31252 | steam_electric_generating_plant_statistics_large_plants_402_2023_c001789_colstrip_4 | 315 | x | NorthWestern Corporation | 2023 | colstrip 4 |  |  |  | steam |  | 1984 | 1986 | 241.5 | 222 | 7996 | 0 | 0 | 222 | 0 | 1648505 | 446126 | 28213948 | 88685844 | 138699407 | 574324.7 | 53473 | 36168095 |  | 1394076 |  |  | 403193 | 2839102 |  |  | 270438 | 734202 | 4974170 | 531996 | 478816 | 47847561 | 29 | 21353489
31248 | steam_electric_generating_plant_statistics_large_plants_402_2023_c001789_coyote | 315 | x | NorthWestern Corporation | 2023 | coyote |  |  |  | steam | conventional | 1981 | 1981 | 45.58 | 43 | 7841 | 0 | 43 | 43 | 0 | 253241 | 203882 | 10050056 | 42376326 | 54043098 | 1185675.7 | 248576 | 6575686 |  | 411445 |  |  | 222618 | 205194 | 1368 |  | 95676 | 122361 | 784333 | 62602 | 161974 | 8891833 | 35.1 | 1412834
31255 | steam_electric_generating_plant_statistics_large_plants_402_2023_c001789_dggs | 315 | x | NorthWestern Corporation | 2023 | dggs |  |  |  | combustion_turbine | conventional | 2010 | 2010 | 203.25 | 150 | 8759 | 150 | 150 | 150 | 11 | 474945 | 1893984 | 22122874 | 147295000 | 171311858 | 842862.8 | 386880 | 17303922 |  |  |  |  | 1815399 | [6 empty] | 1328808 |  | 20835009 | 43.9
31247 | steam_electric_generating_plant_statistics_large_plants_402_2023_c001789_neal | 315 | x | NorthWestern Corporation | 2023 | neal |  |  |  | steam | conventional | 1979 | 1979 | 55.56 | 55 | 2648 | 0 | 55 | 55 | 0 | 106016 |  | 7749719 | 56381658 | 64433782 | 1159715.3 | 193028 | 2900528 |  | 501138 |  |  | 2011 | 367086 | 28543 |  | 349808 | 76221 | 461445 | 166952 | 190810 | 5237570 | 49.4 | 302405
31251 | steam_electric_generating_plant_statistics_large_plants_402_2023_c001789_spion_kop | 315 | x | NorthWestern Corporation | 2023 | spion kop |  |  |  | wind |  | 2012 | 2012 | 40 | 40 | 8758 | 40 | 0 | 0 | 0 | 112224 | 111793 | 29187825 | 53900546 | 86114157 | 2152853.9 | 57362 | [5 empty] | 2210741 | [6 empty] | 64687 |  | 2332790 | 20.8 | 2913993
31244 | steam_electric_generating_plant_statistics_large_plants_402_2023_c001789_total | 315 | X | NorthWestern Corporation | 2023 | total | [21 empty] | 54222808 |  | 2770956 |  |  | 966678 | 4187054 | 29911 |  | 896280 | 1062779 | 7299279 | 1513816 | 1035120 | 74767485
31250 | steam_electric_generating_plant_statistics_large_plants_402_2023_c001789_two_dot | 315 | x | NorthWestern Corporation | 2023 | two dot |  |  |  | wind |  | 2014 | 2014 | 11.28 | 11 | 8760 | 11.28 | 0 | 0 | 0 | 33126 | 8119540 |  | 11440693 | 20333055 | 1802575.8 | 41467 | [5 empty] | 659306 | [6 empty] | 940 |  | 701713 | 21.2 | 772822
31246 | steam_electric_generating_plant_statistics_large_plants_402_2023_c001789_yankton | 315 | x | NorthWestern Corporation | 2023 | yankton |  |  |  | internal_combustion | conventional | 1974 | 1990 | 13.53 | 13 | 0 | 0 | 13 | 13 | 0 | -280 | 9631 | 348247 | 7790041 | 8147919 | 602211.3 | 352 | 776 |  |  |  |  | 10719 |  |  |  | 352 |  |  | 20947 |  | 33146
32103 | steam_electric_generating_plant_statistics_large_plants_402_2023_c000542_michigan_city_steam | 208 | x | Northern Indiana Public Service Company | 2023 | michigan city (steam) |  |  |  | steam | conventional | 1929 | 1974 | 540 | 448 | 4608 | 455 | 0 | 0 | 0 | 1426731 | 596635 | 141471864 | 720652591 | 862721090 | 1597631.6 | 1215326 | 48672412 | 0 | 4410877 | 0 | 0 | 1341253 | 906630 | 0 | 0 | 774893 | 4945143 | 6031444 | 659484 | 5313414 | 74270876 | 52.1 | 0
32100 | steam_electric_generating_plant_statistics_large_plants_402_2023_c000542_rm_schahfer_combustion_turbine | 208 | x | Northern Indiana Public Service Company | 2023 | rm schahfer (combustion turbine) |  |  |  | combustion_turbine | conventional | 1979 | 1979 | 258 | 0 | 365 | 155 | 0 | 0 | 0 | 19207 | 0 | 2466496 | 74726623 | 77193119 | 299198.1 | 0 | 978647 | 0 | 0 | 0 | 0 | 0 | 0 | 0 | 0 | 0 | 0 | 0 | 867416 | 0 | 1846063 | 96.1 | 0
32102 | steam_electric_generating_plant_statistics_large_plants_402_2023_c000542_rm_schahfer_steam | 208 | x | Northern Indiana Public Service Company | 2023 | rm schahfer (steam) |  |  |  | steam | conventional | 1976 | 1986 | 1943 | 746 | 8236 | 2105 | 0 | 0 | 0 | 1536668 | 3233956 | 348210153 | 1101429142 | 1452873251 | 747747.4 | 4623563 | 96703749 | 0 | 15789782 | 0 | 0 | 3369293 | 1232562 | 0 | 0 | 2496811 | 8009735 | 13784154 | 4798377 | 10889211 | 161697237 | 105.2 | 0
32105 | steam_electric_generating_plant_statistics_large_plants_402_2023_c000542_sugar_creek_combine_cycle | 208 | x | Northern Indiana Public Service Company | 2023 | sugar creek (combine cycle) |  |  |  | combined_cycle | outdoor | 2002 | 2003 | 620 | 0 | 17971 | 316 | 0 | 0 | 0 | 1889625 | 995262 | 12647308 | 194496122 | 208138692 | 335707.6 | 0 | 30987624 | 0 | 0 | 0 | 0 | 797480 | 0 | 0 | 0 | 0 | 496831 | 0 | 3055910 | 1404366 | 36742211 | 19.4 | 0
32101 | steam_electric_generating_plant_statistics_large_plants_402_2023_c000542_sugar_creek_steam | 208 | x | Northern Indiana Public Service Company | 2023 | sugar creek (steam) |  |  |  | steam |  |  |  | 0 | 0 | 0 | 237 | 0 | 0 | 0 | 1070007 | 0 | 7778278 | 156615992 | 164394270 | 0 | 258509 | 17546854 | 0 | 58741 | 0 | 0 | 732294 | 12782 | 0 | 0 | 581105 | 92155 | 1735207 | 2181777 | 414940 | 23614364 | 22.1 | 0
32104 | steam_electric_generating_plant_statistics_large_plants_402_2023_c000542_total | 208 | X | Northern Indiana Public Service Company | 2023 | total | [21 empty] | 178883086 |  | 20499343 |  |  | 5555206 | 2161317 |  |  | 3852917 | 13207701 | 21649932 | 7655886 | 16765211 | 276714904
31572 | steam_electric_generating_plant_statistics_large_plants_402_2023_c000824_a_s_king | 229 | x | Northern States Power Company (Minnesota) | 2023 | a s king |  |  |  | steam | conventional | 1968 | 1968 | 598.4 | 512 | 2270 | 511 | 511 | 511 | 78 | 915212 | 1335100 | 39821319 | 672424287 | 718185415 | 1200176.2 | 683452 | 38170656 |  | 4226944 |  |  | 811607 | 2927165 | 279521 |  | 587693 | 1027713 | 2858922 | 547251 | 1242219 | 53363143 | 58.3 | 4604709
31580 | steam_electric_generating_plant_statistics_large_plants_402_2023_c000824_angus_anson | 229 | x | Northern States Power Company (Minnesota) | 2023 | angus anson |  |  |  | combustion_turbine |  | 1994 | 2005 | 405.7 | 354 | 1796 | 401 | 343 | 401 | 8 | 227425.179 | 1155578 | 8445268 | 148211675 | 158525041 | 390744.5 | 115095 | 10949811 |  |  |  |  | 148512 | 628230 | 41004 |  | 73300 | 1125936 |  | 935249 | 22173 | 14039310 | 61.7 | 712520
31576 | steam_electric_generating_plant_statistics_large_plants_402_2023_c000824_black_dog_2_5__6 | 229 | x | Northern States Power Company (Minnesota) | 2023 | black dog 2, 5, & 6 |  |  |  | combined_cycle | conventional | 1987 | 2018 | 554.3 | 544 | 6155 | 523 | 491 | 523 | 22 | 1795657 | 952692 | 57936972 | 311799297 | 370753380 | 668867.7 | 182806 | 47859694 |  |  |  |  | 2242534 | 1180183 | 95234 |  | 106155 | 1385302 |  | 1888890 | 94357 | 55035155 | 30.6 | 64419
31574 | steam_electric_generating_plant_statistics_large_plants_402_2023_c000824_blue_lake | 229 | x | Northern States Power Company (Minnesota) | 2023 | blue lake |  |  |  | combustion_turbine | conventional | 1974 | 2005 | 559.3 | 383 | 413 | 545 | 454 | 545 | 5 | 62764 | 141878 | 2446794 | 116504441 | 119263168 | 213236.5 | 51076 | 9746711 |  |  |  |  | 298107 | 102068 | 22808 |  | 57941 | 215683 |  | 910736 | 60051 | 11465181 | 182.7 | 170055
31581 | steam_electric_generating_plant_statistics_large_plants_402_2023_c000824_high_bridge_789 | 229 | x | Northern States Power Company (Minnesota) | 2023 | high bridge 7,8,9 |  |  |  | combined_cycle | conventional | 1924 | 2008 | 644.1 | 621 | 6087 | 580 | 530 | 580 | 25 | 2462547 | 523581 | 71185478 | 358454519 | 430183716 | 667883.4 | 175312 | 95522963 |  |  |  |  | 1828569 | 1209330 | 91329 |  | 101635 | 1056189 |  | 2230008 | 188921 | 102404256 | 41.6 | 20138
31577 | steam_electric_generating_plant_statistics_large_plants_402_2023_c000824_inver_hills | 229 | x | Northern States Power Company (Minnesota) | 2023 | inver hills |  |  |  | combustion_turbine | conventional | 1972 | 1972 | 280.5 | 307 | 902 | 357 | 272 | 357 | 6 | 78430 | 351801 | 1858081 | 63131287 | 65368020 | 233041.1 | 86705 | 2605006 |  |  |  |  | 328186 | 134916 | 21697 |  | 45807 | 184854 |  | 650727 | 181895 | 4239793 | 54.1 | 26851
31579 | steam_electric_generating_plant_statistics_large_plants_402_2023_c000824_monticello | 229 | x | Northern States Power Company (Minnesota) | 2023 | monticello |  |  |  | nuclear | conventional | 1971 | 1971 | 685 | 665 | 7669 | 646 | 617 | 646 | 338 | 4817539 | 778651 | 283343998 | 1362624084 | 1557229136 | 2273327.2 | 15505628 | 37967413 | 4456428 | 24119825 |  |  | 138134 | 54027652 | 2452507 |  | 4531713 |  | 10162905 | 5832075 | 13730316 | 172924596 | 35.9 | -89517597
31573 | steam_electric_generating_plant_statistics_large_plants_402_2023_c000824_prairie_island | 229 | x | Northern States Power Company (Minnesota) | 2023 | prairie island |  |  |  | nuclear | conventional | 1973 | 1974 | 1186.2 | 1122 | 7145 | 1092 | 1040 | 1092 | 440 | 7136887 | 969282 | 352728139 | 2151447031 | 2213791836 | 1866288.9 | 19108046 | 58412066 | 4751599 | 30274390 |  |  | 2469382 | 69866152 | 3310645 |  | 3359459 |  | 15842189 | 7463890 | 19996379 | 234854197 | 32.9 | -291352616
31578 | steam_electric_generating_plant_statistics_large_plants_402_2023_c000824_riverside | 229 | x | Northern States Power Company (Minnesota) | 2023 | riverside |  |  |  | combined_cycle | conventional | 1911 | 2009 | 585.9 | 510 | 6395 | 502 | 454 | 500 | 22 | 2474547 | 450133 | 57827975 | 279196318 | 337896390 | 576713.4 | 206358 | 88382899 |  |  |  |  | 2234866 | 1064907 | 95253 |  | 106001 | 1416769 |  | 1897258 | 155512 | 95559823 | 38.6 | 421964
31575 | steam_electric_generating_plant_statistics_large_plants_402_2023_c000824_sherburne_county | 229 | x | Northern States Power Company (Minnesota) | 2023 | sherburne county |  |  |  | steam | conventional | 1976 | 1987 | 2084.5 | 1618 | 8203 | 1879 | 1879 | 1879 | 218 | 5536137.86 | 10264609 | 231379617 | 1088135764 | 1341407491 | 643515.2 | 1806056 | 225509903 |  | 9471426 |  |  | 4235376 | 8221555 | 934273 |  | 702158 | 2989333 | 14109984 | 4567085 | 3742234 | 276289383 | 49.9 | 11627501
31570 | steam_electric_generating_plant_statistics_large_plants_402_2023_c000824_total | 229 | X | Northern States Power Company (Minnesota) | 2023 | total | [21 empty] | 218422593 | 9208027 | 17270080 |  |  | 5105422 | 13264376 | 1456294 |  | 1459264 | 4931738 | 19449464 | 6754263 | 6419880 | 297574873
31571 | steam_electric_generating_plant_statistics_large_plants_402_2023_c000824_wilmarth | 229 | x | Northern States Power Company (Minnesota) | 2023 | wilmarth |  |  |  | steam | conventional | 1948 | 1951 | 25 | 20 | 7922 | 18 | 18 | 18 | 26 | 98753 | 499773 | 13306687 | 66568848 | 82311154 | 3292446.2 | 335717 | 3355009 |  | 1912696 |  |  | 45697 | 1322985 | 134285 |  | 8232 | 261846 | 1129134 | 1435168 | 712892 | 10653661 | 107.9 | 1935846
31542 | steam_electric_generating_plant_statistics_large_plants_402_2023_c000823_bay_front | 228 | x | Northern States Power Company (Wisconsin) | 2023 | bay front |  |  |  | steam | conventional | 1917 | 1958 | 47.2 | 35 | 8183 | 41 | 41 | 41 | 32 | 159640 | 67165 | 8051815 | 85279671 | 94564625 | 2003000 | 189956 | 7344374 |  | 1637607 |  |  | 150668 | 690859 | 123843 |  | 171258 | 263259 | 702133 | 150279 | 360167 | 11784403 | 73.8 | 1165974
31539 | steam_electric_generating_plant_statistics_large_plants_402_2023_c000823_french_island_1__2 | 228 | x | Northern States Power Company (Wisconsin) | 2023 | french island 1 & 2 |  |  |  | steam | conventional | 1940 | 1948 | 30.5 | 16 | 5864 | 16 | 16 | 16 | 28 | 62563 | 6853 | 7309232 | 58230530 | 66495223 | 2180000 | 181273 | 1769702 |  | 1188509 |  |  | 62201 | 758521 | 111654 |  | 52782 | 132733 | 1128325 | 80769 | 306230 | 5772699 | 92.3 | 948608
31540 | steam_electric_generating_plant_statistics_large_plants_402_2023_c000823_french_island_34 | 228 | x | Northern States Power Company (Wisconsin) | 2023 | french island 3&4 |  |  |  | combustion_turbine |  | 1973 | 1974 | 157.5 | 38 | 14 | 159 | 119 | 159 |  | -122 |  | 641493 | 19145553 | 19787046 | 126000 | 600 | 90070 |  |  |  |  | 49077 | 21184 | 1456 |  | 978 | 1179 |  | 9177 |  | 173721 | -1423.9
31541 | steam_electric_generating_plant_statistics_large_plants_402_2023_c000823_total | 228 | X | Northern States Power Company (Wisconsin) | 2023 | total | [21 empty] | 9114076 |  | 2826116 |  |  | 212869 | 1449380 | 235497 |  | 224040 | 395992 | 1830458 | 231048 | 666397 | 17557102
31538 | steam_electric_generating_plant_statistics_large_plants_402_2023_c000823_wheaton | 228 | x | Northern States Power Company (Wisconsin) | 2023 | wheaton |  |  |  | combustion_turbine |  | 1973 | 1974 | 247.1 | 214 | 488 | 313 | 240 | 313 | 6 | 31281 | 182549 | 3433613 | 54910620 | 58639798 | 237000 | 82903 | 1867286 |  |  |  |  | 624762 | 678447 | 34105 |  | 24643 | 158950 |  | 338624 | 17266 | 3826986 | 122.3 | 113016
32151 | steam_electric_generating_plant_statistics_large_plants_402_2023_c000622_kyger_creek | 217 | x | Ohio Valley Electric Corporation | 2023 | kyger creek |  |  |  | steam | conventional | 1955 | 1955 | 1086.3 | 1017 | 8760 | 0 | 0 | 1070 | 266 | 4559.496 | 3029610 | 299751857 | 1200155075 | 1502936542 | 1383537.3 | 6689070 | 149637790 |  | 4733418 |  |  | 107131 | 17622442 | 75805 |  | 3817546 | 3247526 | 30916183 | 4420210 | 1118151 | 222385272 | 48774.1
32152 | steam_electric_generating_plant_statistics_large_plants_402_2023_c000622_total | 217 | X | Ohio Valley Electric Corporation | 2023 | total | [21 empty] | 149637790 |  | 4733418 |  |  | 107131 | 17622442 | 75805 |  | 3817546 | 3247526 | 30916183 | 4420210 | 1118151 | 222385272
31721 | steam_electric_generating_plant_statistics_large_plants_402_2023_c001775_frontier | 314 | x | Oklahoma Gas and Electric Company | 2023 | frontier |  |  |  | combustion_turbine |  | 1989 | 1989 | 137.1 | 128 | 5940 |  |  |  | 15 | 646436 | 637654 | 9342303 | 97309024 |  | 782560.036 | 154352 | 13496857 |  |  |  |  | 3193446 |  | 43505 |  | 2075135 | 185691 |  | 433789 |  | 19582775 | 30.3
31719 | steam_electric_generating_plant_statistics_large_plants_402_2023_c001775_horseshoe_lake | 314 | x | Oklahoma Gas and Electric Company | 2023 | horseshoe lake |  |  |  | combined_cycle | semioutdoor | 1958 | 2000 | 783.5 | 550 | 4847 |  |  |  | 32 | 781099 | 144708 | 33347928 | 153215853 |  | 245562.5 | 821473 | 29534591 |  | 283504 |  |  | 93597 | 4359201 | 53526 |  | 1034223 | 333532 | 2314462 | 1536934 | -25308 | 40339735 | 51.6 | 5689730
31711 | steam_electric_generating_plant_statistics_large_plants_402_2023_c001775_mcclain | 314 | x | Oklahoma Gas and Electric Company | 2023 | mcclain |  |  |  | combined_cycle |  | 2001 | 2001 | 418.3 | 435 | 6230 |  |  |  | 27 | 1989478 | 858222 | 15076456 | 325474800 |  | 816183.309 | 352058 | 41508207 |  |  |  |  | 4648244 |  | 51098 |  | 103139 | 8074 |  | 2022603 |  | 48693423 | 24.5
31712 | steam_electric_generating_plant_statistics_large_plants_402_2023_c001775_muskogee | 314 | x | Oklahoma Gas and Electric Company | 2023 | muskogee |  |  |  | steam | semioutdoor | 1956 | 1984 | 1717.2 | 1367 | 4468 |  |  |  | 92 | 1804982 | 1899366 | 141763706 | 884223569 |  | 599158.194 | 2093581 | 75733742 |  | 3042427 |  |  | 2406228 | 2694986 | 519204 |  | 1953645 | 715353 | 9519573 | 5658842 | 158704 | 104496285 | 57.9 | 987810
31718 | steam_electric_generating_plant_statistics_large_plants_402_2023_c001775_mustang_cts | 314 | x | Oklahoma Gas and Electric Company | 2023 | mustang cts |  |  |  | combustion_turbine |  | 2017 | 2018 | 543.5 | 346 | 3988 |  |  |  | 15 | 559957 | 112752 | 44264844 | 339981853 |  | 707193.098 | 316941 | 26438542 |  |  |  |  | 2978658 |  | 4329 |  | 55309 | 164748 |  | 694521 |  | 30653048 | 54.7
31717 | steam_electric_generating_plant_statistics_large_plants_402_2023_c001775_redbud | 314 | x | Oklahoma Gas and Electric Company | 2023 | redbud |  |  |  | combined_cycle |  | 2003 | 2003 | 731.1 | 698 | 6669 |  |  |  | 42 | 2563469 | 326890 | 35236566 | 397572370 |  | 592444.024 | 296722 | 58739788 |  |  |  |  | 5164714 |  | 43505 |  | 412945 | 11298 |  | 2975847 |  | 67644819 | 26.4 | 0
31720 | steam_electric_generating_plant_statistics_large_plants_402_2023_c001775_river_valley | 314 | x | Oklahoma Gas and Electric Company | 2023 | river valley |  |  |  | steam |  | 1991 | 1991 | 384 | 323 | 3285 |  |  |  | 62 | 554308 | 948966 | 63017432 | 499833625 |  | 1468229.227 | 587207 | 20456621 |  | 967070 |  |  | 2517720 | 7070887 | 257010 |  | 634689 | 491944 | 7797124 | 497988 | -2607 | 41275653 | 74.5
31715 | steam_electric_generating_plant_statistics_large_plants_402_2023_c001775_seminole | 314 | x | Oklahoma Gas and Electric Company | 2023 | seminole |  |  |  | combined_cycle | semioutdoor | 1971 | 1975 | 1701 | 1514 | 5323 |  |  |  | 41 | 2660627 | 1556770 | 41946093 | 350733891 |  | 235365.78 | 1617547 | 84512352 |  | 1135810 |  |  | 1074690 | 2127928 | 59095 |  | 2160741 | 372330 | 1711081 | 666969 | 59337 | 95497880 | 35.9 | 6120437
31716 | steam_electric_generating_plant_statistics_large_plants_402_2023_c001775_sooner | 314 | x | Oklahoma Gas and Electric Company | 2023 | sooner |  |  |  | steam | semioutdoor | 1979 | 1980 | 1137.6 | 1039 | 2367 |  |  |  | 131 | 988023 | 7819986 | 166626030 | 1079237843 |  | 1103819.539 | 1229712 | 42011624 |  | 3472410 |  |  | 3654776 | 4869943 | 175616 |  | 3596578 | 1316681 | 7955398 | 776569 | 435548 | 69494855 | 70.3 | 2021249
31713 | steam_electric_generating_plant_statistics_large_plants_402_2023_c001775_tinker | 314 | x | Oklahoma Gas and Electric Company | 2023 | tinker |  |  |  | steam | outdoor | 1950 | 1971 | 83.7 | 77 | 602 |  |  |  | 0 | 21589 | 0 | 1781246 | 11553668 |  | 159317.969 | 50662 | 2771639 |  |  |  |  | 12699 | 4344 | 10105 | 0 | 115433 | 12275 | 49 | 324602 | -28 | 3301780 | 152.9
31714 | steam_electric_generating_plant_statistics_large_plants_402_2023_c001775_total | 314 | X | Oklahoma Gas and Electric Company | 2023 | total | [21 empty] | 246669750 |  | 8901221 |  |  | 9666269 | 21127289 | 1059167 |  | 9423598 | 3203845 | 29297687 | 8496974 | 625646 | 344797146
31390 | steam_electric_generating_plant_statistics_large_plants_402_2023_c001444_clover | 287 | x | Old Dominion Electric Cooperative | 2023 | clover |  |  |  | steam | conventional | 1995 | 1996 | 463.5 | 437 | 893 | 439 | 439 | 441 |  | 123965.304 | 1255803 | 130072479 | 554363203 | 694820345 | 1499073 | 1565565 | 18600513 |  | 1334164 |  |  | 388097 | 1082412 |  | 1725523 | 840747 | 172089 | 3346370 | 857988 | 1429740 | 31343208 | 252.8 | 9128860
31388 | steam_electric_generating_plant_statistics_large_plants_402_2023_c001444_louisa | 287 | x | Old Dominion Electric Cooperative | 2023 | louisa |  |  |  | combustion_turbine |  | 2003 | 2003 | 545.7 |  |  | 509 |  |  | 10 | 244805.365 | 1070493 | 16547599 | 205240500 | 223081518 | 408798.8 | 199156 | 17055183 |  |  |  |  | 1506905 | 919679 |  | 1896001 |  |  |  | 5889691 |  | 27466615 | 112.2 | 222926
31392 | steam_electric_generating_plant_statistics_large_plants_402_2023_c001444_marsh_run | 287 | x | Old Dominion Electric Cooperative | 2023 | marsh run |  |  |  | combustion_turbine |  | 2004 | 2004 | 596.7 |  |  | 517 |  |  | 10 | 224509.845 | 985336 | 15964431 | 165551267 | 184965162 | 309980.2 | 298734 | 19096172 |  |  |  |  | 1280793 | 946001 |  | 1526903 |  |  |  | 1926766 |  | 25075369 | 111.7 | 2464128
31393 | steam_electric_generating_plant_statistics_large_plants_402_2023_c001444_north_anna | 287 | x | Old Dominion Electric Cooperative | 2023 | north anna |  |  |  | nuclear |  | 1978 | 1980 | 219.53 | 258 | 8720 | 220 | 220 | 220 |  | 1836078.773 | 4195504 | 46871580 | 291019955 | 412644693 | 1879673.4 | 4659767 | 10220698 | 239821 | 1230713 |  |  | 46723 | 4250392 | 198092 |  | 2095919 | 105210 | 1631675 | 1059367 | 1125204 | 26863581 | 14.6 | 70557654
31389 | steam_electric_generating_plant_statistics_large_plants_402_2023_c001444_total | 287 | X | Old Dominion Electric Cooperative | 2023 | total | [21 empty] | 18600513 | 239821 | 1334164 |  |  | 388097 | 1082412 |  | 25194211 | 840747 | 172089 | 3346370 | 857988 | 1429740 | 54811896
31391 | steam_electric_generating_plant_statistics_large_plants_402_2023_c001444_wildcat_point | 287 | x | Old Dominion Electric Cooperative | 2023 | wildcat point |  |  |  | combustion_turbine |  | 2018 | 2018 | 1113 |  |  | 1090 |  |  | 29 | 4440551.394 | 3416142 | 73192681 | 751964150 | 830675611 | 746339.3 | 1493672 | 127350535 |  |  |  |  | 4378003 | 3261325 |  | 20045784 |  | 474712 |  | 19055431 |  | 176059462 | 39.6 | 2102638
31939 | steam_electric_generating_plant_statistics_large_plants_402_2023_c001288_astoria | 272 | x | Otter Tail Power Company | 2023 | astoria |  |  |  | combustion_turbine | conventional | 2021 | 2021 | 245 | 285 | 1845 | 250 | 250 | 250 | 4 | 407228.96 |  | 25452349 | 122811197 | 149336442 | 610000 | 320 | 12317724 |  |  |  |  | 207700 | 238060 | 903 |  | 8290 | 22563 |  | 751856 | 62024 | 13609440 | 33.4 | 1072896
31945 | steam_electric_generating_plant_statistics_large_plants_402_2023_c001288_big_stone | 272 | x | Otter Tail Power Company | 2023 | big stone |  |  |  | steam | conventional | 1975 | 1975 | 223 | 256 | 6606 | 257 | 257 | 257 | 77 | 858441.035 | 380568 | 81059803 | 259159725 | 340955092 | 1529000 | 566961 | 21293280 |  | 2149508 |  |  | 870557 | 1878273 |  |  | 318461 | 270906 | 2809488 | 1243909 | 475414 | 31876757 | 37.1 | 354996
31944 | steam_electric_generating_plant_statistics_large_plants_402_2023_c001288_coyote | 272 | x | Otter Tail Power Company | 2023 | coyote |  |  |  | steam | conventional | 1981 | 1981 | 145 | 152 | 7841 | 148 | 148 | 148 | 77 | 900695.576 | 713587 | 35004316 | 148271056 | 188299171 | 1299000 | 784947 | 22274968 |  | 2491594 |  |  | 790447 | 753354 | 5006 |  | 238293 | 433754 | 2707924 | 219254 | 581306 | 31280847 | 34.7 | 4310212
31940 | steam_electric_generating_plant_statistics_large_plants_402_2023_c001288_jamestown | 272 | x | Otter Tail Power Company | 2023 | jamestown |  |  |  | combustion_turbine | conventional | 1976 | 1978 | 48 | 38 | 98 | 41 | 41 | 41 | 0 | 869.386 | 24614 | 311512 | 7901036 | 8237162 | 172000 | 2604 | 419142 |  |  |  |  | 9032 | 20320 |  |  | 2051 | 4114 |  | 150311 | 1609 | 609183 | 700.7
31943 | steam_electric_generating_plant_statistics_large_plants_402_2023_c001288_lake_preston | 272 | x | Otter Tail Power Company | 2023 | lake preston |  |  |  | combustion_turbine | conventional | 1978 | 1978 | 24 | 18 | 14 | 19 | 19 | 19 | 0 | 76.278 | 12339 | 279726 | 4227423 | 4519488 | 188000 | 10150 | 24083 | 0 | 0 | 0 | 0 | 1755 | 2567 | 0 | 0 | 0 | 426 | 0 | 48152 | 1462 | 88595 | 1161.5 | 0
31942 | steam_electric_generating_plant_statistics_large_plants_402_2023_c001288_solway | 272 | x | Otter Tail Power Company | 2023 | solway |  |  |  | combustion_turbine | conventional | 2003 | 2003 | 45 | 47 | 4264 | 42 | 42 | 42 | 2 | 163387.025 | 89809 | 4907301 | 24647998 | 29645108 | 659000 | 285 | 3832035 |  |  |  |  | 186367 | 509350 | 129 |  | 7738 | 22676 |  | 300736 | 6989 | 4866305 | 29.8
31941 | steam_electric_generating_plant_statistics_large_plants_402_2023_c001288_total | 272 | X | Otter Tail Power Company | 2023 | total | [21 empty] | 43998317 |  | 4660979 |  |  | 1650981 | 3844208 | 5006 |  | 551458 | 769295 | 5798533 | 1460691 | 1103508 | 65161648
32482 | steam_electric_generating_plant_statistics_large_plants_402_2023_c000388_colusa_generating_station | 183 | x | PACIFIC GAS AND ELECTRIC COMPANY | 2023 | colusa generating station |  |  |  | combined_cycle | outdoor | 2010 | 2010 | 711.45 | 657 | 5941 | 0 | 0 | 0 | 24 | 2946214.873 | 7889274 | 117539308 | 560994766 | 690335906 | 970322.4 | 20680 | 234787702 | 0 | 0 | 0 | 0 | 5579331 | 330356 | 0 | 29843546 | 2626 | 2316741 | 1145750 | 4562757 | 1384797 | 279974286 | 95 | 3912558
32483 | steam_electric_generating_plant_statistics_large_plants_402_2023_c000388_diablo_canyon_1__2 | 183 | x | PACIFIC GAS AND ELECTRIC COMPANY | 2023 | diablo canyon 1 & 2 |  |  |  | nuclear | conventional | 1968 | 1986 | 2323 | 2240 | 8721 | 0 | 2240 | 2240 | 1358 | 17720639.73 | 22726560 | 1106027293 | 6925935310 | 9338656383 | 4020084.5 | 5179953 | 106241438 | 17212309 | 573866 | 0 | 0 | 5728496 | 51786227 | 0 | 0 | 1637896 | 3477931 | 10821608 | 31087537 | 226925352 | 460672613 | 26 | 1283967220
32484 | steam_electric_generating_plant_statistics_large_plants_402_2023_c000388_gateway_gen_station | 183 | x | PACIFIC GAS AND ELECTRIC COMPANY | 2023 | gateway gen station |  |  |  | combined_cycle | outdoor | 2009 | 2009 | 619.65 | 580 | 6840 | 0 | 0 | 0 | 22 | 3085209.982 | 5040000 | 72742401 | 394917880 | 475704310 | 767698.4 | 18257 | 246182636 | 0 |  | 0 | 0 | 5284262 | 677526 | 0 | 31874839 | 2318 | 510355 | 888844 | 4083830 | 1664828 | 291187695 | 94.4 | 3004029
32485 | steam_electric_generating_plant_statistics_large_plants_402_2023_c000388_humboldt_gen_station | 183 | x | PACIFIC GAS AND ELECTRIC COMPANY | 2023 | humboldt gen station |  |  |  | internal_combustion | conventional | 2010 | 2011 | 162.7 | 163 | 8632 | 0 | 0 | 0 | 17 | 426001.577 | 161399 | 71527665 | 177276752 | 250891668 | 1542050.8 | 5119 | 41705330 | 0 | 0 | 0 | 0 | 3950761 | 925051 | 0 | 5345831 | 650 | 3328585 | 105479 | 4789532 | 84872 | 60241210 | 141.4 | 1925852
32486 | steam_electric_generating_plant_statistics_large_plants_402_2023_c000388_total | 183 | X | PACIFIC GAS AND ELECTRIC COMPANY | 2023 | total | [21 empty] | 562948763 | 17212309 |  |  |  |  | -65213 |  | 67064216 |  |  | 2140066 | 5403422 | 3248264 | 640739518
31744 | steam_electric_generating_plant_statistics_large_plants_402_2023_c001646_blundell | 303 | x | PacifiCorp | 2023 | blundell |  |  |  | geothermal | conventional | 1984 | 2007 | 38.1 | 35 | 8605 | 33 | 32 | 34 | 18 | 248201 | 41195596 | 8575917 | 107144082 | 162631010 | 4268530 | 6020 |  |  | -80179 | 10794276 |  |  | -882937 | 6247 |  |  | 770390 | 214965 | 421684 | 104303 | 11354769 | 45.7 | 5715415
31745 | steam_electric_generating_plant_statistics_large_plants_402_2023_c001646_chehalis | 303 | x | PacifiCorp | 2023 | chehalis |  |  |  | combined_cycle | outdoor | 2003 | 2003 | 593.3 | 507 | 7870 | 518 | 477 | 506 | 15 | 2239007 | 3730527 | 24669889 | 335533558 | 365289776 | 615692 | 253045 | 123866584 |  |  |  |  | 2431989 | 813248 |  |  |  | 36613 |  | 4416787 |  | 131818266 | 58.9 | 1355802
31754 | steam_electric_generating_plant_statistics_large_plants_402_2023_c001646_colstrip | 303 | x | PacifiCorp | 2023 | colstrip |  |  |  | steam | conventional | 1984 | 1986 | 155.61 | 160 | 8738 | 148 | 148 | 148 | 0 | 1048989 | 1788644 | 70301953 | 180821823 | 259861783 | 1669956 | 36143 | 23217547 |  | 896337 |  |  | -96376 | 4398230 |  |  | 187084 | 497327 | 3322658 | 377900 | 687593 | 33524443 | 32 | 6949363
31755 | steam_electric_generating_plant_statistics_large_plants_402_2023_c001646_craig | 303 | x | PacifiCorp | 2023 | craig |  |  |  | steam | outdoor | 1979 | 1980 | 172.13 | 161 | 8162 | 161 | 161 | 161 | 0 | 797835 | 137086 | 38846211 | 186771082 | 228934809 | 1330011 | 318900 | 27914521 |  | 2049382 |  |  | 549499 | 994951 |  |  | 501482 | 369107 | 5260739 | 1597219 | 786294 | 40342094 | 50.6 | 3180430
31747 | steam_electric_generating_plant_statistics_large_plants_402_2023_c001646_currant_creek | 303 | x | PacifiCorp | 2023 | currant creek |  |  |  | combined_cycle | outdoor | 2005 | 2006 | 566.9 | 552 | 8446 | 550 | 524 | 556 | 17 | 2879945 | 3403277 | 44449150 | 313969454 | 361899342 | 638383 | 133300 | 99903977 |  |  |  |  | 2339214 | 651686 |  |  |  | 564282 |  | 1624274 | 77010 | 105293743 | 36.6 | 77461
31756 | steam_electric_generating_plant_statistics_large_plants_402_2023_c001646_dave_johnston | 303 | x | PacifiCorp | 2023 | dave johnston |  |  |  | steam | semioutdoor | 1959 | 1972 | 816.77 | 695 | 8760 | 755 | 745 | 755 | 164 | 3537397 | 10448598 | 169587277 | 924536453 | 1132868119 | 1387010 | 10224 | 51079810 |  | 3819861 |  |  |  | 19297082 | 96199 |  |  | 2466025 | 15224937 | 9179569 | 2097903 | 103271610 | 29.2 | 28295791
31746 | steam_electric_generating_plant_statistics_large_plants_402_2023_c001646_gadsby_peakers | 303 | x | PacifiCorp | 2023 | gadsby peakers |  |  |  | combustion_turbine | outdoor | 2002 | 2002 | 181.05 | 113 | 343 | 120 | 119 | 122 | 0 | 1788 |  | 4273000 | 84598057 | 88871057 | 490865 |  | 583133 |  |  |  |  | 927062 |  |  |  |  | 112407 |  | 332209 | 114877 | 2069688 | 1157.5
31750 | steam_electric_generating_plant_statistics_large_plants_402_2023_c001646_gadsby_steam | 303 | x | PacifiCorp | 2023 | gadsby steam |  |  |  | steam | outdoor | 1951 | 1955 | 251.64 | 202 | 3307 | 238 | 238 | 238 | 29 | 235157 | 1252090 | 15681197 | 74004087 | 92310240 | 366835 | 122786 | 17853995 |  | 241993 |  |  |  | 4801203 |  |  |  | 169735 | 1169796 | 1280574 | 162364 | 25802446 | 109.7 | 1372866
31753 | steam_electric_generating_plant_statistics_large_plants_402_2023_c001646_hayden | 303 | x | PacifiCorp | 2023 | hayden |  |  |  | steam | outdoor | 1965 | 1976 | 81.25 | 78 | 8717 | 77 | 77 | 77 | 0 | 509913 | 683069 | 18024330 | 98492527 | 119530645 | 1471146 | 99452 | 12683463 |  | 1307868 |  |  | 321912 | 248871 |  |  | 164503 | 365036 | 1016750 | 596802 | 217031 | 17021688 | 33.4 | 2330719
31743 | steam_electric_generating_plant_statistics_large_plants_402_2023_c001646_hermiston | 303 | x | PacifiCorp | 2023 | hermiston |  |  |  | combined_cycle | outdoor | 1996 | 1996 | 279.56 | 234 | 7238 | 237 | 231 | 240 | 0 | 1357915 | 796929 | 12921287 | 173277443 | 187613671 | 671103 |  | 34955391 |  |  |  |  | 6921024 | [8 empty] | 41876415 | 30.8 | 618012
31738 | steam_electric_generating_plant_statistics_large_plants_402_2023_c001646_hunter__total_plant | 303 | x | PacifiCorp | 2023 | hunter - total plant |  |  |  | steam | outdoor | 1978 | 1983 | 1247.78 | 1080 | 8626 | 1158 | 1158 | 1158 | 183 | 3411330 | 29626009 | 215702533 | 1136864459 | 1395897724 | 1118705 | 11117 | 100261721 |  | 19050814 |  |  | -40757 | 4605373 | 800 |  | 248682 | 4910912 | 16618522 | 4059667 | 2951743 | 152678594 | 44.8 | 13704723
31751 | steam_electric_generating_plant_statistics_large_plants_402_2023_c001646_hunter_unit_no_1 | 303 | x | PacifiCorp | 2023 | hunter unit no. 1 |  |  |  | steam | outdoor | 1978 | 1978 | 457.73 | 422 | 7271 | 418 | 418 | 418 | 0 | 1475590 | 9679900 | 65864701 | 410714588 | 490827430 | 1072308 | 4014 | 42285654 |  | 6784454 |  |  | -84684 | 4939484 | 289 |  | 89780 | 1141254 | 2762849 | 1111933 | 1051711 | 60086738 | 40.7 | 4568241
31737 | steam_electric_generating_plant_statistics_large_plants_402_2023_c001646_hunter_unit_no_2 | 303 | x | PacifiCorp | 2023 | hunter unit no. 2 |  |  |  | steam | outdoor | 1980 | 1980 | 294.46 | 269 | 7062 | 269 | 269 | 269 | 0 | 803001 | 9679900 | 55213535 | 262341330 | 331803006 | 1126819 | 2582 | 23962941 |  | 5305198 |  |  | 85654 | -4182632 | 186 |  | 57763 | 2475393 | 8790583 | 2251943 | 679143 | 39428754 | 49.1 | 4568241
31752 | steam_electric_generating_plant_statistics_large_plants_402_2023_c001646_hunter_unit_no_3 | 303 | x | PacifiCorp | 2023 | hunter unit no. 3 |  |  |  | steam | outdoor | 1983 | 1983 | 495.59 | 473 | 6451 | 471 | 471 | 471 | 0 | 1132739 | 10266209 | 94624297 | 463808541 | 573267288 | 1156737 | 4521 | 34013126 |  | 6961162 |  |  | -41727 | 3848521 | 325 |  | 101139 | 1294265 | 5065090 | 695791 | 1220889 | 53163102 | 46.9 | 4568241
31739 | steam_electric_generating_plant_statistics_large_plants_402_2023_c001646_huntington | 303 | x | PacifiCorp | 2023 | huntington |  |  |  | steam | outdoor | 1974 | 1977 | 1015.5 | 910 | 8760 | 909 | 909 | 909 | 138 | 3400881 | 2377564 | 130020819 | 801159213 | 942015380 | 927637 | 8174 | 85562122 |  | 13101694 |  |  |  | 13061988 | 2169 |  | 1399525 | 2934154 | 14157825 | 6488009 | 880160 | 137595820 | 40.5 | 8457784
31740 | steam_electric_generating_plant_statistics_large_plants_402_2023_c001646_jim_bridger | 303 | x | PacifiCorp | 2023 | jim bridger |  |  |  | steam | outdoor | 1974 | 1979 | 1550.65 | 1425 | 8760 | 1413 | 1413 | 1413 | 257 | 6075458 | 1193761 | 191625740 | 1234028884 | 1499072724 | 966738 | 14933440 | 226851425 |  | 19414188 |  |  | 7553 | -22175858 | 233874 |  | 518352 | 10463442 | 21321738 | 10292174 | 2980400 | 284840728 | 46.9 | 72224339
31748 | steam_electric_generating_plant_statistics_large_plants_402_2023_c001646_lake_side | 303 | x | PacifiCorp | 2023 | lake side |  |  |  | combined_cycle | outdoor | 2007 | 2007 | 591.3 | 520 | 8635 | 558 | 546 | 562 | 31 | 3106023 | 14532275 | 35808970 | 335378177 | 385719422 | 652324 | 88510 | 111416135 |  |  |  |  | 2951536 | 447900 | 232 |  |  | 1023486 |  | 602637 | 32423 | 116562859 | 37.5
31749 | steam_electric_generating_plant_statistics_large_plants_402_2023_c001646_lake_side_2 | 303 | x | PacifiCorp | 2023 | lake side 2 |  |  |  | combined_cycle | outdoor | 2014 | 2014 | 655.2 | 624 | 7750 | 645 | 631 | 656 | 0 | 3350476 | 16794626 | 53403807 | 589471126 | 659669559 | 1006822 | 102310 | 115780157 |  |  |  |  | 4846192 | 519534 | 268 |  |  | 2981915 |  | 4604321 | 33239 | 128867936 | 38.5
31741 | steam_electric_generating_plant_statistics_large_plants_402_2023_c001646_naughton | 303 | x | PacifiCorp | 2023 | naughton |  |  |  | steam | outdoor | 1963 | 1971 | 707.2 | 643 | 8663 | 604 | 604 | 604 | 98 | 2766703 | 1440822 | 133832020 | 660393224 | 856674973 | 1211362 | 434585 | 103923343 |  | 8777734 |  |  | 4050 | 8178876 | 14350 |  | 1951034 | 1593988 | 6495185 | 1745858 | 2388538 | 135507541 | 49 | 61008907
31736 | steam_electric_generating_plant_statistics_large_plants_402_2023_c001646_total | 303 | X | PacifiCorp | 2023 | total | [21 empty] | 671791677 |  | 73969627 | 10794276 |  | 745881 | 35504828 | 373329 |  | 4970662 | 24643333 | 87870198 | 37663318 | 14630607 | 978964491
31742 | steam_electric_generating_plant_statistics_large_plants_402_2023_c001646_wyodak | 303 | x | PacifiCorp | 2023 | wyodak |  |  |  | steam | conventional | 1978 | 1978 | 289.66 | 270 | 7738 | 268 | 266 | 268 | 52 | 1282117 | 210526 | 54522939 | 429992538 | 485403257 | 1675769 | 25875 | 22443731 |  | 5389935 |  |  |  | 2977007 | 19690 |  |  | 103216 | 3067185 | 1623862 | 218163 | 35868664 | 28 | 677254
32062 | steam_electric_generating_plant_statistics_large_plants_402_2023_c001132_beaver | 250 | x | Portland General Electric Company | 2023 | beaver |  |  |  | combined_cycle | outdoor | 1974 | 2001 | 570.4 | 519 | 7151 |  |  | 533 | 41 | 1722258 | 24473 | 38127989 | 287105747 | 328199527 | 575384.9 | 499206 | 116207707 |  |  |  |  | 3666793 | 1707480 | 217035 |  | 1204448 | 114138 |  | 6727041 | 180341 | 130524189 | 75.8 | 2941318
32058 | steam_electric_generating_plant_statistics_large_plants_402_2023_c001132_carty | 250 | x | Portland General Electric Company | 2023 | carty |  |  |  | combined_cycle | outdoor | 2016 | 2016 | 503.1 | 473 | 7275 |  |  |  | 30 | 3095654 |  | 95635579 | 437394780 | 543465220 | 1080233 | 283401 | 68860563 |  |  |  |  | 4433709 | 1447346 |  |  | 481414 | 49431 | 0 | 11880575 | 167835 | 87604274 | 28.3 | 10434861
32063 | steam_electric_generating_plant_statistics_large_plants_402_2023_c001132_colstrip | 250 | x | Portland General Electric Company | 2023 | colstrip |  |  |  | steam |  |  |  | 311.2 | [6 empty] | 2213634 | 3328862 | 116300825 | 379724023 | 534264973 | 1716789.8 | -184198 | 48621978 |  | 1833604 |  |  |  | 3330183 | 0 |  | 361016 | 989089 | 7928015 | 707045 | 678423 | 64265155 | 29 | 34911263
32059 | steam_electric_generating_plant_statistics_large_plants_402_2023_c001132_coyote_springs | 250 | x | Portland General Electric Company | 2023 | coyote springs |  |  |  | combined_cycle | outdoor | 1995 | 1995 | 296 | 276 | 7858 |  |  | 270 | 31 | 1928414 |  | 11611128 | 194298387 | 206022708 | 696022.7 | 704323 | 39731934 |  |  |  |  | 2747027 | 1495531 | 87122 | 0 | 185452 | 98619 |  | 4261610 | 79475 | 49391093 | 25.6 | 113193
32061 | steam_electric_generating_plant_statistics_large_plants_402_2023_c001132_port_westward_1 | 250 | x | Portland General Electric Company | 2023 | port westward 1 |  |  |  | combined_cycle | outdoor | 2007 | 2007 | 483.3 | 408 | 8177 |  |  | 421 | 31 | 3063127 | 24473 | 43220414 | 245591643 | 289067602 | 598112.1 | 685672 | 190554390 |  |  |  |  | 4011603 | 1289291 | 28586 | 0 | 391663 | 77307 |  | 5859529 | 151456 | 203049497 | 66.3 | 231072
32057 | steam_electric_generating_plant_statistics_large_plants_402_2023_c001132_port_westward_2 | 250 | x | Portland General Electric Company | 2023 | port westward 2 |  |  |  | internal_combustion | outdoor | 2014 | 2014 | 225.1 | 214 | 7990 |  |  | 225 |  | 1172195 |  | 42471958 | 263451562 | 306570981 | 1361932.4 | 82261 | 67324854 |  |  |  |  | 2830688 | 438247 | 33347 | 0 | 99729 | 38360 |  | 3881828 | 194419 | 74923733 | 63.9 | 647461
32060 | steam_electric_generating_plant_statistics_large_plants_402_2023_c001132_total | 250 | X | Portland General Electric Company | 2023 | total | [21 empty] | 48621978 |  | 1833604 |  |  |  | 3329744 |  |  | 361016 | 989089 | 7928015 | 707045 | 678451 | 64264744
31532 | steam_electric_generating_plant_statistics_large_plants_402_2023_c000822_alamosa | 227 | x | Public Service Company of Colorado | 2023 | alamosa |  |  |  | combustion_turbine | outdoor | 1973 | 1977 | 53.3 | 36 | 1199 | 35 | 26 | 35 | 0 | 7950 | 48072 | 454381 | 10026369 | 10528822 | 197538.9 | 13235 | 1767238 |  |  |  |  | 442 | 26292 | 14612 |  | 10295 | 147857 |  | 319411 | 439 | 2299821 | 289.3
31536 | steam_electric_generating_plant_statistics_large_plants_402_2023_c000822_blue_spruce | 227 | x | Public Service Company of Colorado | 2023 | blue spruce |  |  |  | combustion_turbine | outdoor | 2003 | 2003 | 397.8 | 289 | 2597 | 292 | 264 | 292 | 3 | 420200 | 1533092 |  | 240203017 | 241736109 | 607682.5 | 96575 | 19266157 |  |  |  |  | 697911 | 280970 | 64410 |  | 82437 | 465475 |  | 595906 | 63912 | 21613753 | 51.4
31523 | steam_electric_generating_plant_statistics_large_plants_402_2023_c000822_cherokee_4 | 227 | x | Public Service Company of Colorado | 2023 | cherokee 4 |  |  |  | steam | outdoor | 1957 | 1968 | 505.8 | 295 | 3070 | 308 | 308 | 308 | 0 | 547558 | 16864108 | 55219590 | 116668049 | 194145607 | 383838.7 | 52290 | 32013781 |  | 47512 |  |  | 260581 | 463876 | 50145 |  | 4534 | 18081 | 751024 | 778873 | 166295 | 34606992 | 63.2 | 5393860
31528 | steam_electric_generating_plant_statistics_large_plants_402_2023_c000822_cherokee_5_6__7 | 227 | x | Public Service Company of Colorado | 2023 | cherokee 5, 6, & 7 |  |  |  | combined_cycle | outdoor | 2015 | 2015 | 625.6 | 600 | 8323 | 600 | 576 | 600 | 58 | 3098519 |  | 126833604 | 536746049 | 663579653 | 1060709.2 | 880937 | 82708132 |  |  |  |  | 8684840 | 2381426 | 592001 |  | 777925 | 1639301 |  | 5494834 | 1116840 | 104276236 | 33.7
31529 | steam_electric_generating_plant_statistics_large_plants_402_2023_c000822_comanche | 227 | x | Public Service Company of Colorado | 2023 | comanche |  |  |  | steam | outdoor | 1973 | 2010 | 1252.8 | 1093 | 8086 | 841 | 830 | 841 | 117 | 4818089.918 | 6139775 | 174221247 | 1149449462 | 1326603832 | 1058911.1 | 1246138 | 99298762 |  | 13789914 |  |  | 1490699 | 9212200 | 798083 |  | 798846 | 2064335 | 7360969 | 2288024 | 1321374 | 139669344 | 29 | -3206652
31530 | steam_electric_generating_plant_statistics_large_plants_402_2023_c000822_craig | 227 | x | Public Service Company of Colorado | 2023 | craig |  |  |  | steam | conventional | 1979 | 1980 | 86.9 | 148 | 8173 | 82 | 82 | 82 | 0 | 242624 | 283950 | 21020161 | 99586710 | 120915496 | 1391432.6 | 272211 | 6533068 |  | 782375 |  |  | 216173 | 2097177 | 139740 |  | 210802 | 138394 | 2317887 | 738016 | 313681 | 13759524 | 56.7 | 24675
31521 | steam_electric_generating_plant_statistics_large_plants_402_2023_c000822_fort_lupton | 227 | x | Public Service Company of Colorado | 2023 | fort lupton |  |  |  | combustion_turbine | outdoor | 1972 | 1972 | 100.8 | 50 | 117 | 100 | 88 | 100 | 0 | 2117 | 0 | 192167 | 18729786 | 18921953 | 187717.8 | 20795 | 167825 |  |  |  |  | 30720 | 27724 | 13325 |  | 9388 | 117491 |  | 266241 |  | 653509 | 308.7 | 0
31534 | steam_electric_generating_plant_statistics_large_plants_402_2023_c000822_fort_st_vrain_14 | 227 | x | Public Service Company of Colorado | 2023 | fort st. vrain 1-4 |  |  |  | combined_cycle | outdoor | 1972 | 2001 | 867.9 | 898 | 8457 | 827 | 742 | 827 | 33 | 3993505 | 4844241 | 49914313 | 498385070 | 552298997 | 636362.5 | 538309 | 104679132 |  |  |  |  | 2900644 | 1084227 | 248229 |  | 465019 | 1016111 |  | 2395028 | 399882 | 113726581 | 28.5 | -844627
31537 | steam_electric_generating_plant_statistics_large_plants_402_2023_c000822_fort_st_vrain_56 | 227 | x | Public Service Company of Colorado | 2023 | fort st. vrain 5-6 |  |  |  | combustion_turbine | outdoor | 2009 | 2009 | 280.5 | 314 | 847 | 310 | 280 | 310 | 0 | 96740 |  | 14908583 | 158531831 | 173440414 | 618325.9 | 102078 | 4588710 |  |  |  |  | 550043 | 205600 | 47071 |  | 88181 | 192683 |  | 454164 | 75829 | 6304359 | 65.2
31526 | steam_electric_generating_plant_statistics_large_plants_402_2023_c000822_fruita | 227 | x | Public Service Company of Colorado | 2023 | fruita |  |  |  | combustion_turbine | outdoor | 1973 | 1973 | 26.6 | 22 | 126 | 18 | 14 | 18 | 0 | 1715 | 1216 | 92014 | 3401576 | 3494806 | 131383.7 | 2770 | 221557 |  |  |  |  | 15014 | 33865 | 3653 |  | 4281 | 21538 |  | 50262 | 1749 | 354689 | 206.8 | 0
31524 | steam_electric_generating_plant_statistics_large_plants_402_2023_c000822_hayden | 227 | x | Public Service Company of Colorado | 2023 | hayden |  |  |  | steam | conventional | 1965 | 1976 | 465.4 | 384 | 8695 | 233 | 233 | 233 | 52 | 1192010 | 1729124 | 44503798 | 309527364 | 354911359 | 762594.2 | 556250 | 31663794 |  | 2983671 |  |  | 944250 | 2493970 | 256399 |  | 451219 | 901852 | 2645623 | 1427914 | 598264 | 44923206 | 37.7 | -848927
31535 | steam_electric_generating_plant_statistics_large_plants_402_2023_c000822_manchief | 227 | x | Public Service Company of Colorado | 2023 | manchief |  |  |  | combustion_turbine | outdoor | 2000 | 2000 | 270 | 287 | 2035 | 274 | 250 | 274 |  | 357809 |  | 10703383 | 60845887 | 71552584 | 265009.6 | 222959 | 15784638 |  |  |  |  | 894964 | 185535 | 60368 |  | 43138 | 179827 |  | 587217 | 26274 | 17984920 | 50.3 | 3314
31525 | steam_electric_generating_plant_statistics_large_plants_402_2023_c000822_pawnee | 227 | x | Public Service Company of Colorado | 2023 | pawnee |  |  |  | steam | outdoor | 1981 | 1981 | 552.3 | 502 | 8248 | 505 | 505 | 505 | 63 | 2732817 | 5355538 | 168256591 | 770321426 | 1011563522 | 1831547.2 | 522768 | 53308537 |  | 9143354 |  |  | 1267347 | 5589183 | 501427 |  | 45329 | 992145 | 5009412 | 774406 | 2080345 | 79234253 | 29 | 67629967
31527 | steam_electric_generating_plant_statistics_large_plants_402_2023_c000822_rocky_mountain | 227 | x | Public Service Company of Colorado | 2023 | rocky mountain |  |  |  | combustion_turbine | outdoor | 2004 | 2004 | 685.1 | 633 | 7346 | 637 | 592 | 637 | 31 | 2404261 | 6380756 | 10886607 | 451883508 | 475138377 | 693531.4 | 695516 | 66724274 |  |  |  |  | 4780621 | 1160924 | 459766 |  | 676589 | 1304133 |  | 7002486 | 677472 | 83481781 | 34.7 | 5987506
31522 | steam_electric_generating_plant_statistics_large_plants_402_2023_c000822_total | 227 | X | Public Service Company of Colorado | 2023 | total | [21 empty] | 223745254 |  | 26746826 |  |  | 4179050 | 19841137 | 1745794 |  | 1510730 | 4114807 | 18084915 | 6007233 | 4476079 | 313101482
31531 | steam_electric_generating_plant_statistics_large_plants_402_2023_c000822_valmont_5 | 227 | x | Public Service Company of Colorado | 2023 | valmont 5 |  |  |  | steam | outdoor | 1964 | 1964 | 0 | 0 | 0 | 0 | 0 | 0 | 0 | 0 | 0 | 0 | 0 |  |  |  | 927312 | [13 empty] | 927312 |  | 0
31533 | steam_electric_generating_plant_statistics_large_plants_402_2023_c000822_valmont_6_7__8 | 227 | x | Public Service Company of Colorado | 2023 | valmont 6, 7, & 8 |  |  |  | combustion_turbine | outdoor | 1973 | 2000 | 180.3 | 135 | 828 | 131 | 119 | 131 | 0 | 25617 |  | 19578989 | 35026891 | 54605880 | 302861.2 | 112955 | 1801024 |  |  |  |  | 39102 | 394196 | 68111 |  | 136740 | 571746 |  | 1114550 | 45089 | 4283513 | 167.2
32020 | steam_electric_generating_plant_statistics_large_plants_402_2023_c001017_total | 244 | X | Public Service Company of New Hampshire | 2023 | total | [29 empty] | -29555672 | 1465 |  |  |  |  | -29552738
31955 | steam_electric_generating_plant_statistics_large_plants_402_2023_c001218_afton_turbine | 263 | x | Public Service Company of New Mexico | 2023 | afton turbine |  |  |  | steam | outdoor | 2001 | 2002 | 235 | 230 | 7647 | 0 | 0 | 0 | 0 | 1403442 | 1762 | 36535 | 205883 | 244934 | 1042.3 | 689514 | 38290038 | [11 empty] | 7187382 |  | 46166934 | 32.9 | 754
31959 | steam_electric_generating_plant_statistics_large_plants_402_2023_c001218_four_corners_1 | 263 | x | Public Service Company of New Mexico | 2023 | four corners (1) |  |  |  | steam | outdoor | 1969 | 1970 | 200 | 197 | 6681 | 0 | 0 | 0 | 0 | 971644 | 15 | 26509 | 328190 | 361891 | 1809.5 | 580728 | 39817227 |  | 4900605 |  |  | 154928 | 1776094 | 217265 |  | 407090 | 2283930 | 3880698 | 503536 | 787269 | 55309370 | 56.9 | 7177
31957 | steam_electric_generating_plant_statistics_large_plants_402_2023_c001218_la_luz | 263 | x | Public Service Company of New Mexico | 2023 | la luz |  |  |  |  | outdoor | 2015 | 2015 | 41 | 40 | 2066 | 0 | 0 | 0 | 0 | 67731 | 820 | 22304 | 31086 | 55991 | 1365.6 | 46487 | 3903170 | [11 empty] | 494697 | 210665 | 4655019 | 68.7 | 1781
31954 | steam_electric_generating_plant_statistics_large_plants_402_2023_c001218_lordsburg_turbine | 263 | x | Public Service Company of New Mexico | 2023 | lordsburg turbine |  |  |  | combustion_turbine | outdoor | 2001 | 2002 | 85 | 81 | 3474 | 0 | 0 | 0 | 0 | 114465 | 4361 | 9738 | 43257 | 57357 | 674.8 | 19349 | 5509033 | [11 empty] | 1156099 |  | 6684481 | 58.4 | 1
31956 | steam_electric_generating_plant_statistics_large_plants_402_2023_c001218_luna | 263 | x | Public Service Company of New Mexico | 2023 | luna |  |  |  | steam | outdoor | 2006 | 2006 | 190 | 193 | 7936 | 0 | 0 | 0 | 0 | 979862 | 1504 | 15794 | 66951 | 85303 | 449 | 4536437 | 25072972 | [11 empty] | 19890 |  | 29629299 | 30.2 | 1054
31953 | steam_electric_generating_plant_statistics_large_plants_402_2023_c001218_palo_verde_1 | 263 | x | Public Service Company of New Mexico | 2023 | palo verde (1) |  |  |  | nuclear | conventional | 1986 | 1988 | 298 | 411 | 8760 | 0 | 0 | 0 | 0 | 2455297 | 492 | 203207 | 556361 | 757474 | 2541.9 | 5773806 | 18314883 | 4828850 | 2210491 | 0 | 0 | 3117678 | 10449280 | 3595389 | 0 | 1523158 | 714644 | 2431380 | 3353526 | 872938 | 57186023 | 23.3 | -2586
31951 | steam_electric_generating_plant_statistics_large_plants_402_2023_c001218_reeves | 263 | x | Public Service Company of New Mexico | 2023 | reeves |  |  |  | steam | semioutdoor | 1958 | 1962 | 146 | 143297 | 6060 | 0 | 0 | 0 | 0 | 420477 | 619 | 6885 | 82564 | 90317 | 618.6 | 1478530 | 19178447 |  | 11429 |  |  | 1111672 | 202094 |  |  | 149025 | 1950637 | 2743022 | 565410 |  | 27390266 | 65.1 | 249
31952 | steam_electric_generating_plant_statistics_large_plants_402_2023_c001218_rio_bravo | 263 | x | Public Service Company of New Mexico | 2023 | rio bravo |  |  |  | combustion_turbine | outdoor | 2000 | 2000 | 149 | 149 | 4663 | 0 | 0 | 0 | 0 | 552279 | 754 | 9115 | 62247 | 72116 | 484 | 79026 | 27233064 | [11 empty] | 862503 | 850797 | 29025390 | 52.6
31958 | steam_electric_generating_plant_statistics_large_plants_402_2023_c001218_total | 263 | X | Public Service Company of New Mexico | 2023 | total | [21 empty] | 8195192 | 4828850 | 4890272 |  |  | 1266599 | 1485081 | 217265 |  | 531684 | 4244907 | 7042085 | 1059838 | 783564 | 34200958
31680 | steam_electric_generating_plant_statistics_large_plants_402_2023_c000536_comanche | 205 | x | Public Service Company of Oklahoma | 2023 | comanche |  |  |  | combined_cycle | semioutdoor | 1973 | 1974 | 225 | 248 | 3333 | 0 | 266 | 0 | 19 | 512209 | 345962 | 6740213 | 156731078 | 164659603 | 731820.5 | 1173154 | 14362611 | 0 | 1382293 |  |  | 60607 | 884612 | 3253 | -3 | 311073 | 506167 | 563722 | 1743878 | 646462 | 21637829 | 42.2 | 842350
31684 | steam_electric_generating_plant_statistics_large_plants_402_2023_c000536_north_central_wind | 205 | x | Public Service Company of Oklahoma | 2023 | north central wind |  |  |  | wind |  | 2021 | 2022 | 668.09 | 602 | 8250 | 0 | 0 | 0 | 31 | 2209800.952 | 297665 | 266348 | 885318537 | 906373758 | 1356664.2 | 816167 | 0 | 0 | 3776 | 0 | 0 | 766225 | 77493 |  | 0 | 1565 | 0 | 0 | 3075081 | 0 | 4740308 | 2.1 | 20491208
31686 | steam_electric_generating_plant_statistics_large_plants_402_2023_c000536_northeastern_12 | 205 | x | Public Service Company of Oklahoma | 2023 | northeastern 1&2 |  |  |  | steam | semioutdoor | 1961 | 2001 | 856 | 854 | 5207 | 0 | 918 | 0 | 35 | 2287619 | 101506 | 13860429 | 281593354 | 298043753 | 348182 | 4255928 | 60760009 |  | 1372812 |  |  | 863182 | 1128393 | 14527 | -13 | 759741 | 457395 | 3128758 | 2663052 | 487634 | 75891418 | 33.2 | 2488464
31679 | steam_electric_generating_plant_statistics_large_plants_402_2023_c000536_northeastern_3 | 205 | x | Public Service Company of Oklahoma | 2023 | northeastern 3 |  |  |  | steam | semioutdoor | 1979 | 1980 | 469 | 472 | 5605 | 0 | 941 | 0 | 79 | 1677210 | 3960322 | 20872167 | 492395420 | 529134637 | 1128218.8 | 3434127 | 292050 |  | 2356254 |  |  | 1158989 | 2399514 | 10651 | -10 | 872981 | 609726 | 6465730 | 1274958 | 388439 | 19263409 | 11.5 | 11906728
31677 | steam_electric_generating_plant_statistics_large_plants_402_2023_c000536_riverside_1__2 | 205 | x | Public Service Company of Oklahoma | 2023 | riverside 1 & 2 |  |  |  | steam | semioutdoor | 1974 | 1976 | 907 | 870 | 629 | 0 | 908 | 0 | 31 | 1102234 | 1376358 | 14018716 | 177165958 | 195779394 | 215853.8 | 2429602 | 32438630 |  | 251422 |  |  | 2146065 | 950965 | 6999 | -6 | 185039 | 719102 | 1709709 | 1664791 | 316659 | 42818977 | 38.8 | 3218362
31683 | steam_electric_generating_plant_statistics_large_plants_402_2023_c000536_riverside_3__4 | 205 | x | Public Service Company of Oklahoma | 2023 | riverside 3 & 4 |  |  |  | combustion_turbine |  | 2008 | 2008 | 152 | 156 | 3086 | 0 | 151 | 0 | 0 | 91211 |  |  | 61446016 | 61446016 | 404250.1 | 114991 | 5508604 |  |  |  |  | -1382 |  |  |  |  | 529 |  | 292559 | -9 | 5915292 | 64.9
31685 | steam_electric_generating_plant_statistics_large_plants_402_2023_c000536_rock_falls | 205 | x | Public Service Company of Oklahoma | 2023 | rock falls |  |  |  | wind |  | 2023 | 2023 | 155 | 282 | 5945 | 0 | 0 | 0 | 7 | 312554.323 | 87000 | 47479 | 247296668 | 253267129 | 1633981.5 | 1262177 | [5 empty] | 427160 |  |  |  |  | 7860 |  | 458927 |  | 2156124 | 6.9 | 5835982
31678 | steam_electric_generating_plant_statistics_large_plants_402_2023_c000536_southwestern_1__3 | 205 | x | Public Service Company of Oklahoma | 2023 | southwestern 1 - 3 |  |  |  | steam | semioutdoor | 1952 | 1967 | 458 | 447 | 6683 | 0 | 466 | 0 | 31 | 848041 | 191512 | 9465454 | 94608341 | 105207869 | 229711.5 | 1727396 | 30788483 |  | 2090636 |  |  | 590002 | 870589 | 5385 | -5 | 363550 | 24745 | 1568445 | 647796 | 129854 | 38806876 | 45.8 | 942562
31681 | steam_electric_generating_plant_statistics_large_plants_402_2023_c000536_southwestern_4__5 | 205 | x | Public Service Company of Oklahoma | 2023 | southwestern 4 & 5 |  |  |  | combustion_turbine |  | 2008 | 2008 | 151 | 171 | 1283 | 0 | 170 | 0 | 0 | 196096 | 0 | 4849168 | 57596190 | 62445358 | 413545.4 | 281768 | 7868182 | 0 | 299874 | 0 | 0 | -2971 | 11270 | 0 | 0 | 0 | 0 | 0 | 278407 | 41391 | 8777921 | 44.8 | 0
31675 | steam_electric_generating_plant_statistics_large_plants_402_2023_c000536_total | 205 | X | Public Service Company of Oklahoma | 2023 | total | [21 empty] | 500255858 |  | 9277123 |  |  | 5569090 | 7662922 |  | 2289742 | 2722643 | 3110793 | 15242648 | 10024847 | 2389716 | 573605800
31676 | steam_electric_generating_plant_statistics_large_plants_402_2023_c000536_tulsa | 205 | x | Public Service Company of Oklahoma | 2023 | tulsa |  |  |  | steam | semioutdoor | 1923 | 1958 | 308 | 319 | 3624 | 0 | 315 | 0 | 24 | 214317 | 97253 | 8878502 | 77843885 | 91931828 | 298480 | 687393 | 8635732 |  | 1515441 |  |  | 651625 | 1231684 | 1361 | -1 | 224389 | 765630 | 1806285 | 2398632 | 379285 | 18297456 | 85.4 | 5112188
31682 | steam_electric_generating_plant_statistics_large_plants_402_2023_c000536_weleetka | 205 | x | Public Service Company of Oklahoma | 2023 | weleetka |  |  |  | combustion_turbine | conventional | 1975 | 1976 | 150 | 84 | 76 | 0 | 200 | 0 | 2 | 7138 | 62660 | 922151 | 21121285 | 22122132 | 147480.9 | 73534 | 310787 |  |  |  |  | 376600 | 12 |  |  | 2229 | 20864 |  | 155445 | -1 | 939470 | 131.6 | 16036
32280 | steam_electric_generating_plant_statistics_large_plants_402_2023_c000171_colstrip_3__4 | 162 | x | Puget Sound Energy, Inc. | 2023 | colstrip 3 & 4 |  |  |  | steam | semioutdoor | 1984 | 1986 | 370 | 374.4 | 8758 |  | 0 | 370 | 0 | 2673671 | 2788745 | 129794061 | 402970202 | 535553008 | 1447000 | 86064 | 60636604 |  | 2892900 |  |  | -328666 | 7337425 |  |  | 516505 | 1317272 | 8655753 | 2895667 | 819160 | 84828684 | 31.7
32281 | steam_electric_generating_plant_statistics_large_plants_402_2023_c000171_encogen | 162 | x | Puget Sound Energy, Inc. | 2023 | encogen |  |  |  | combined_cycle | outdoor | 1993 | 1993 | 165 | 166.2 | 6295 |  | 0 | 165 | 14 | 903027 | 1051000 | 9241352 | 155767042 | 166059394 | 1006000 | 314188 | 37136519 |  | 178830 |  |  | 3854135 |  |  |  | 6171 | 20410 | 563980 | 2150828 | 55258 | 44280318 | 49
32282 | steam_electric_generating_plant_statistics_large_plants_402_2023_c000171_ferndale | 162 | x | Puget Sound Energy, Inc. | 2023 | ferndale |  |  |  | combined_cycle | outdoor | 1994 | 1994 | 253 | 274.4 | 6523 |  | 0 | 253 | 0 | 1529332.001 |  | 6594636 | 145747947 | 153373505 | 606000 | 651671 | 66871435 |  | 1249578 |  |  | 3229200 |  |  |  |  | 14398 | 994701 | 3062567 | 327701 | 76401251 | 50 | 1030922
32283 | steam_electric_generating_plant_statistics_large_plants_402_2023_c000171_frederickson | 162 | x | Puget Sound Energy, Inc. | 2023 | frederickson |  |  |  | combustion_turbine | outdoor | 1981 | 1981 | 149 | 153.1 | 2386 |  | 0 | 149 | 6 | 159586.76 | 785528 | 3569470 | 38706418 | 43061416 | 289000 | 89929 | 9824471 |  |  |  |  | 964560 |  |  |  | 6171 | 155744 |  | 626620 |  | 11667495 | 73.1
32284 | steam_electric_generating_plant_statistics_large_plants_402_2023_c000171_frederickson_1 | 162 | x | Puget Sound Energy, Inc. | 2023 | frederickson 1 |  |  |  | combined_cycle | outdoor | 2002 | 2002 | 136 | 133.6 | 7379 |  | 0 | 136 | 0 | 909289.677 | 699814 | 6213352 | 66300807 | 73657770 | 542000 | 2013338 | 31328456 |  | 41786 |  |  | 1281592 | 32628 |  |  | 187091 | 24293 | 380297 | 838757 | 67958 | 36196197 | 39.8 | 443797
32285 | steam_electric_generating_plant_statistics_large_plants_402_2023_c000171_fredonia_12 | 162 | x | Puget Sound Energy, Inc. | 2023 | fredonia 1&2 |  |  |  | combustion_turbine | outdoor | 1984 | 1984 | 207 | 212 | 5231 |  | 0 | 207 | 5 | 679146.6 | 1502988 | 4018224 | 85275033 | 90796245 | 439000 | 299176 | 35116280 |  |  |  |  | 2392468 |  |  |  | 6171 | 77900 |  | 2601076 |  | 40493071 | 59.6
32286 | steam_electric_generating_plant_statistics_large_plants_402_2023_c000171_fredonia_34 | 162 | x | Puget Sound Energy, Inc. | 2023 | fredonia 3&4 |  |  |  | combustion_turbine | outdoor | 2001 | 2001 | 107 | 117.8 | 3277 |  | 0 | 107 | 4 | 287933.1 |  | 1610745 | 64409492 | 66020237 | 617000 | 43945 | 12824299 |  |  |  |  | 8073 |  |  |  | 6171 |  |  | 191451 |  | 13073939 | 45.4
32287 | steam_electric_generating_plant_statistics_large_plants_402_2023_c000171_goldendale | 162 | x | Puget Sound Energy, Inc. | 2023 | goldendale |  |  |  | combined_cycle | outdoor | 2004 | 2004 | 315 | 313.4 | 7773 |  | 0 | 315 | 17 | 2212693 | 1288140 | 37212381 | 301824834 | 340325355 | 1080000 | 385394 | 72447643 |  | 1888391 |  |  | 3384260 |  |  |  | 6171 | 140335 | 605633 | 3291893 | 91591 | 82241311 | 37.2
32288 | steam_electric_generating_plant_statistics_large_plants_402_2023_c000171_hopkins_ridge | 162 | x | Puget Sound Energy, Inc. | 2023 | hopkins ridge |  |  |  | wind | outdoor | 2005 | 2008 | 157 | 152.2 | 8658 |  |  |  | 6 | 328736.818 |  | 3351299 | 170993459 | 186800224 | 1190000 | 360716 | [5 empty] | 635832 |  | 832160 |  | 108691 | 46924 |  | 4389103 |  | 6373426 | 19.4 | 12455466
32289 | steam_electric_generating_plant_statistics_large_plants_402_2023_c000171_lower_snake_river | 162 | x | Puget Sound Energy, Inc. | 2023 | lower snake river |  |  |  | wind | outdoor | 2012 | 2012 | 343 | 338.6 | 7913 |  |  |  | 5 | 711413.417 | 203682 | 31393624 | 648549937 | 697497444 | 2034000 | 422569 | [5 empty] | 883200 |  | 3589340 |  | 79306 | 86090 |  | 1044706 |  | 6105211 | 8.6 | 17350201
32290 | steam_electric_generating_plant_statistics_large_plants_402_2023_c000171_mint_farm | 162 | x | Puget Sound Energy, Inc. | 2023 | mint farm |  |  |  | combined_cycle | outdoor | 2007 | 2007 | 320 | 329.8 | 7039 |  | 0 | 320 | 17 | 1989583.2 | 1194000 | 12858413 | 114012319 | 128064732 | 400000 | 425813 | 74324406 |  | 279580 |  |  | 2924569 |  |  |  | 6557 | 54335 | 788899 | 3155837 | 95347 | 82055343 | 41.2
32291 | steam_electric_generating_plant_statistics_large_plants_402_2023_c000171_sumas | 162 | x | Puget Sound Energy, Inc. | 2023 | sumas |  |  |  | combined_cycle | outdoor | 1993 | 1993 | 127 | 131.8 | 7029 |  | 0 | 127 | 13 | 834872.7 | 795165 | 5697005 | 78088433 | 84580603 | 666000 | 314433 | 32381524 |  | 398474 |  |  | 3011849 |  |  |  | 61610 | 10094 | 623885 | 1001815 | 2153 | 37805837 | 45.3
32294 | steam_electric_generating_plant_statistics_large_plants_402_2023_c000171_total | 162 | X | Puget Sound Energy, Inc. | 2023 | total | [21 empty] | 60636604 |  | 7228080 |  |  | 2189193 | 9363394 |  |  | 648211 | 1492111 | 12693388 | 6870087 | 1515653 | 103979791
32292 | steam_electric_generating_plant_statistics_large_plants_402_2023_c000171_whitehorn | 162 | x | Puget Sound Energy, Inc. | 2023 | whitehorn |  |  |  | combustion_turbine | outdoor | 1981 | 1981 | 149 | 146.2 | 4983 |  | 0 | 149 | 5 | 448958 | 364590 | 2675813 | 37153461 | 40193864 | 270000 | 65516 | 24386270 |  |  |  |  | 839746 |  |  |  | 6171 | 82527 |  | 481040 |  | 25861270 | 57.6
32293 | steam_electric_generating_plant_statistics_large_plants_402_2023_c000171_wild_horse | 162 | x | Puget Sound Energy, Inc. | 2023 | wild horse |  |  |  | wind | outdoor | 2006 | 2009 | 273 | 261.4 | 8435 |  |  |  | 11 | 525311.808 | 8131854 | 14993617 | 409038243 | 454201098 | 1664000 | 431371 | [5 empty] | 666250 |  | 2386604 |  | 129525 | 23153 |  | 7441286 |  | 11078189 | 21.1 | 22037384
32051 | steam_electric_generating_plant_statistics_large_plants_402_2023_c001559_ernest_c_gaston | 298 | x | SOUTHERN ELECTRIC GENERATING COMPANY | 2023 | ernest c. gaston |  |  |  | steam | conventional | 1960 | 1962 | 1060.8 | 1012 | 13901 | 0 | 0 | 0 | 0 | 1556363 | 4777322 | 138375267 | 466929737 | 754269942 | 711038.8 | 1442523 | 62723477 |  | 9102 |  |  | 7097835 | 4559387 | 14833348 |  | 3403087 | 3988927 | 8560514 | 7751750 | 446486 | 114816436 | 73.8 | 144187616
32049 | steam_electric_generating_plant_statistics_large_plants_402_2023_c001559_ernest_c_gaston__ct | 298 | X | SOUTHERN ELECTRIC GENERATING COMPANY | 2023 | ernest c. gaston - ct |  |  |  | combustion_turbine | conventional | 1970 | 1970 | 21.3 | 18 | 14 | 0 | 0 | 0 | 0 | 108 |  | 222814 | 3581135 | 3803949 | 178589.2 |  | 71189 | [11 empty] | 533743 |  | 604932 | 5601.2
32050 | steam_electric_generating_plant_statistics_large_plants_402_2023_c001559_total | 298 | X | SOUTHERN ELECTRIC GENERATING COMPANY | 2023 | total | [21 empty] | 62723380 |  | 9102 |  |  | 7097835 | 4559387 | 14833348 |  | 3403087 | 3988927 | 8560514 | 7751750 | 446486 | 115034782
32136 | steam_electric_generating_plant_statistics_large_plants_402_2023_c000685_cuyamaca | 218 | x | San Diego Gas & Electric Company | 2023 | cuyamaca |  |  |  | combustion_turbine | semioutdoor | 2002 | 2002 | 47 | 47 | 408 | 47 | 47 | 47 | 1 | 12085 |  | 1897458 | 32038713 | 33936171 | 722046.2 |  | 1533569 |  | 3385 |  |  | 274122 |  |  |  |  | 21692 |  | 871096 |  | 2703864 | 223.7
32135 | steam_electric_generating_plant_statistics_large_plants_402_2023_c000685_desert_star | 218 | x | San Diego Gas & Electric Company | 2023 | desert star |  |  |  | combined_cycle | semioutdoor | 2000 | 2000 | 536 | 485 | 8755 | 450 | 450 | 450 | 23 | 1651590 |  | 34366928 | 320254133 | 358837775 | 669473.5 | 823984 | 59348145 |  | 2266621 |  |  | 1390442 | [5 empty] | 1163878 | 8836571 | 1815642 | 75645283 | 45.8 | 4216714
32137 | steam_electric_generating_plant_statistics_large_plants_402_2023_c000685_miramar | 218 | x | San Diego Gas & Electric Company | 2023 | miramar |  |  |  | combustion_turbine | semioutdoor | 2005 | 2009 | 96 | 96 | 448 | 96 | 96 | 96 | 3 | 23025 |  | 5143063 | 106705215 | 111848278 | 1165086.2 |  | 2183892 |  | 4059 |  |  | 199401 |  |  |  |  | 1173 |  | 1428940 | 26192 | 3843657 | 166.9
32139 | steam_electric_generating_plant_statistics_large_plants_402_2023_c000685_palomar | 218 | x | San Diego Gas & Electric Company | 2023 | palomar |  |  |  | combined_cycle | semioutdoor | 2006 | 2006 | 588 | 588 | 3326 | 588 | 0 | 588 | 35 | 1277530 | 14480000 | 79671366 | 548081916 | 642233282 | 1092233.5 | 1250010 | 107266604 |  | 4874320 |  |  | 691547 |  |  |  | 5029 | 350049 | 1289717 | 12445898 | 14035257 | 142208431 | 111.3
32138 | steam_electric_generating_plant_statistics_large_plants_402_2023_c000685_total | 218 | X | San Diego Gas & Electric Company | 2023 | total | [21 empty] | 168148318 | 28 |  |  |  | 346996 | 7743294 | 37842 |  | 7751 | 155527 | 1670426 | 1216787 | 12427078 | 193484703
31830 | steam_electric_generating_plant_statistics_large_plants_402_2023_c001609_clark_mountain_3__4 | 300 | x | Sierra Pacific Power Company d/b/a NV Energy | 2023 | clark mountain 3 & 4 |  |  |  | combustion_turbine | conventional | 1994 | 1994 | 170 | 146 | 2596 | 132 | 0 | 132 | 0 | 121472 |  | 2425270 | 65641158 | 68061185 | 400000 | 148057 | 5522012 |  |  |  |  | 526559 |  |  |  | 55 | 12310 |  | 398603 |  | 6607596 | 54.4 | -5243
31825 | steam_electric_generating_plant_statistics_large_plants_402_2023_c001609_ft_churchill_1__2 | 300 | x | Sierra Pacific Power Company d/b/a NV Energy | 2023 | ft churchill 1 & 2 |  |  |  | steam | outdoor | 1968 | 1971 | 230 | 212 | 9975 | 196 | 0 | 196 | 23 | 418687.7 | 110978 | 9228652 | 87559200 | 95926278 | 417000 | 170762 | 24029703 |  | 2842767 |  |  |  | 1217926 |  |  |  | 92340 | 744667 |  | 831679 | 29929844 | 71.5 | -972552
31824 | steam_electric_generating_plant_statistics_large_plants_402_2023_c001609_total | 300 | X | Sierra Pacific Power Company d/b/a NV Energy | 2023 | total | [21 empty] | 87961068 |  | 5426568 |  |  | 931230 | 5177069 |  |  |  | 845230 | 3794764 | 1030390 | 1287044 | 106860868
31827 | steam_electric_generating_plant_statistics_large_plants_402_2023_c001609_tracy_3 | 300 | x | Sierra Pacific Power Company d/b/a NV Energy | 2023 | tracy 3 |  |  |  | steam | outdoor | 1974 | 1974 | 120 | 97 | 717 | 92 | 0 | 92 | 0 | 38901 | 386638 | 27628869 | 63548674 | 91690413 | 764000 | 35109 | 1497609 |  | 19132 |  |  |  | 107671 |  |  | 13 | 24135 | 95186 |  | 152394 | 1931249 | 49.6 | 126232
31828 | steam_electric_generating_plant_statistics_large_plants_402_2023_c001609_tracy_45pion_pine | 300 | x | Sierra Pacific Power Company d/b/a NV Energy | 2023 | tracy 4&5-pinon pine |  |  |  | combustion_turbine | conventional | 1996 | 1996 | 120 | 95 | 5592 | 104 | 0 | 104 | 0 | 384630.63 |  | 287011 | 85975047 | 86197545 | 719000 | 224898 | 17554423 |  |  |  |  | 801562 |  |  |  | 84 | 102424 |  | 1103251 |  | 19786642 | 51.4 | -64513
31829 | steam_electric_generating_plant_statistics_large_plants_402_2023_c001609_tracy_8__10 | 300 | x | Sierra Pacific Power Company d/b/a NV Energy | 2023 | tracy 8 - 10 |  |  |  | combustion_turbine | conventional | 2008 | 2008 | 623 | 636 | 24697 | 567 | 0 | 567 | 50 | 3344941 |  | 44153114 | 462138554 | 506415432 | 813000 | 2039072 | 119458833 |  |  |  |  | 7253885 |  |  |  | 763 | 213706 |  | 3154564 |  | 132120823 | 39.5 | 123764
31826 | steam_electric_generating_plant_statistics_large_plants_402_2023_c001609_valmy_1__2 | 300 | x | Sierra Pacific Power Company d/b/a NV Energy | 2023 | valmy 1 & 2 |  |  |  | steam | outdoor | 1981 | 1985 | 284 | 249 | 12574 | 261 | 261 | 261 | 61 | 771152.464 | 1109664 | 72938561 | 336519784 | 410259553 | 1445000 | 680007 | 62433756 |  | 3524344 |  |  |  | 2071664 |  |  |  | 729881 | 2951084 |  | 729750 | 73120486 | 94.8 | -308456
31359 | steam_electric_generating_plant_statistics_large_plants_402_2023_c000241_canadys | 168 | x | South Carolina Electric & Gas Company | 2023 | canadys |  |  |  | steam | outdoor | 1962 | 1967 | [8 empty] | 5530554 |  |  | 5530554 | [16 empty] | 0
31364 | steam_electric_generating_plant_statistics_large_plants_402_2023_c000241_coit_1_peaking_unit | 168 | x | South Carolina Electric & Gas Company | 2023 | coit #1 peaking unit |  |  |  | combustion_turbine |  | 1969 | 1969 | 19.64 | 14 | 38 |  | 14 | 18 |  | 275 | 36023 | 78164 | 3546828 | 3661015 | 186406.1
31367 | steam_electric_generating_plant_statistics_large_plants_402_2023_c000241_coit_2_peaking_unit | 168 | x | South Carolina Electric & Gas Company | 2023 | coit #2 peaking unit |  |  |  | combustion_turbine |  | 1969 | 1969 | 19.64 | 13 | 31 |  | 12 | 18 |  | 125 | 27736 | 69100 | 2721909 | 2818745 | 143520.6
31369 | steam_electric_generating_plant_statistics_large_plants_402_2023_c000241_coit_combined | 168 | x | South Carolina Electric & Gas Company | 2023 | coit combined | [7 empty] | 39.27 | 27 | 69 |  |  |  |  | 400 | 63759 | 147264 | 6268737 | 6479760 | 165005.3 | 2254 | 52707 |  |  |  |  | 13690 |  |  |  | 23 |  |  | 63575 | 11094 | 143343 | 358.4
31373 | steam_electric_generating_plant_statistics_large_plants_402_2023_c000241_columbia_energy_center | 168 | x | South Carolina Electric & Gas Company | 2023 | columbia energy center |  |  |  | combined_cycle |  | 2004 | 2004 | 658.7 | 595 | 6787 |  | 520 | 592 | 26 | 2465905 |  | 9648702 | 322606260 | 332254962 | 504410.1 | 810048 | 66172565 |  |  |  |  | 2633047 |  |  | 6 | 1817838 | 5115 | 312731 | 7131512 | 959543 | 79842405 | 32.4
31360 | steam_electric_generating_plant_statistics_large_plants_402_2023_c000241_cope | 168 | x | South Carolina Electric & Gas Company | 2023 | cope |  |  |  | steam | conventional | 1996 | 1996 | 417.36 | 425 | 6330 |  | 415 | 415 | 62 | 1375971 | 3214010 | 82859197 | 540970453 | 628656097 | 1506268.2 | 2039858 | 50213828 |  | 3393413 |  |  | 5798502 | 1440798 |  |  | 222895 | 225043 | 2204791 | 408554 | 710991 | 66658673 | 48.4 | 1612437
31353 | steam_electric_generating_plant_statistics_large_plants_402_2023_c000241_hagood_4 | 168 | x | South Carolina Electric & Gas Company | 2023 | hagood #4 |  |  |  | combustion_turbine |  | 1991 | 1991 | 121.89 | 87 | 272 |  | 88 | 95 | 0 | 17414 | 96047 | 3910599 | 35146874 | 21193026 | 173870.1 | [15 empty] | 0 |  | -17960494
31351 | steam_electric_generating_plant_statistics_large_plants_402_2023_c000241_hagood_5 | 168 | x | South Carolina Electric & Gas Company | 2023 | hagood #5 |  |  |  | combustion_turbine |  | 2000 | 2000 | 27.4 | 21 | 192 |  | 18 | 21 |  | 2655 |  | 335181 | 7786246 | 8121427 | 296402.4
31350 | steam_electric_generating_plant_statistics_large_plants_402_2023_c000241_hagood_6 | 168 | x | South Carolina Electric & Gas Company | 2023 | hagood #6 |  |  |  | combustion_turbine |  | 1981 | 1981 | 27.94 | 23 | 193 |  | 20 | 21 |  | 3255 |  | 672533 | 9573406 | 10245939 | 366712.2
31349 | steam_electric_generating_plant_statistics_large_plants_402_2023_c000241_hagood_combined | 168 | x | South Carolina Electric & Gas Company | 2023 | hagood combined | [7 empty] | 177.23 | 131 | 657 |  |  |  |  | 23324 | 96047 | 4918313 | 52506526 | 39560392 | 223215 | 1816 | 1592754 |  |  |  |  | 25983 |  |  |  | 75173 | 15542 |  | 100155 | 247403 | 2058826 | 88.3 | -17960494
31348 | steam_electric_generating_plant_statistics_large_plants_402_2023_c000241_hardeeville_peaking | 168 | x | South Carolina Electric & Gas Company | 2023 | hardeeville peaking |  |  |  | combustion_turbine |  | 1968 | 1968 | [29 empty] | 0
31366 | steam_electric_generating_plant_statistics_large_plants_402_2023_c000241_jasper | 168 | x | South Carolina Electric & Gas Company | 2023 | jasper |  |  |  | combined_cycle |  | 2004 | 2004 | 1081.97 | 972 | 23571 |  | 902 | 1000 | 33 | 5323095 | 2736178 | 28212926 | 511335855 | 542284959 | 501201.5 | 846860 | 148316524 |  |  |  |  | -2851108 |  | 13549 | 17 | 276335 | 301265 |  | 10955807 | 313503 | 158172752 | 29.7
31365 | steam_electric_generating_plant_statistics_large_plants_402_2023_c000241_major_maintenance_accrual | 168 | x | South Carolina Electric & Gas Company | 2023 | major maintenance accrual | [20 empty] | 0 | 0 | 0 | 0 | 0 | 0 | -5392732 | 0 | 0 | 0 | 0 |  | 11205 | 8828547 | 50357 | 3497377
31357 | steam_electric_generating_plant_statistics_large_plants_402_2023_c000241_mcmeekin | 168 | x | South Carolina Electric & Gas Company | 2023 | mcmeekin |  |  |  | steam | semioutdoor | 1958 | 1958 | 293.76 | 513 | 5503 |  | 250 | 250 | 40 | 729071 | 15668 | 23747625 | 183785791 | 204146393 | 694942.8 | 832047 | 31794329 |  | 1474719 |  |  | 1320107 | 703522 |  | 3 | 231034 | 143067 | 676508 | 177682 | 437156 | 37790174 | 51.8 | -3402691
31363 | steam_electric_generating_plant_statistics_large_plants_402_2023_c000241_parr_1__2 | 168 | x | South Carolina Electric & Gas Company | 2023 | parr #1 & #2 |  |  |  | combustion_turbine |  | 1970 | 1970 |  | 13 | 5 |  |  |  |  | 52 | 10899 | 126336 | 1271129 | 1408364
31344 | steam_electric_generating_plant_statistics_large_plants_402_2023_c000241_parr_3__4 | 168 | x | South Carolina Electric & Gas Company | 2023 | parr #3 & #4 |  |  |  | combustion_turbine |  | 1971 | 1971 |  | 36 | 6 |  |  |  |  | 147 | 4951 | 8364 | 626481 | 639796
31352 | steam_electric_generating_plant_statistics_large_plants_402_2023_c000241_parr_combined | 168 | x | South Carolina Electric & Gas Company | 2023 | parr combined | [8 empty] | 49 | 11 |  |  |  | 2 | 199 | 15850 | 134700 | 1897610 | 2048160 |  | 21342 | 781183 |  |  |  |  | 49452 | [6 empty] | 22775 | 26 | 874778 | 4395.9
31361 | steam_electric_generating_plant_statistics_large_plants_402_2023_c000241_total | 168 | X | South Carolina Electric & Gas Company | 2023 | total | [21 empty] | 165725183 | 2330465 | 5060999 |  |  | 1608639 | 6993448 |  | 33 | 1434653 | 788810 | 9264153 | 14332032 | 4473355 | 220611065
31355 | steam_electric_generating_plant_statistics_large_plants_402_2023_c000241_urquhart | 168 | x | South Carolina Electric & Gas Company | 2023 | urquhart |  |  |  | steam | conventional | 1953 | 1955 | 100 | 96 | 1737 |  | 95 | 96 | 48 | 94760 | 2616353 | 32835984 | 117369921 | 217085756 | 2170857.6 | 52806 | 2812879 |  | 274 |  |  | 191487 | 48817 |  |  | 19217 | 14585 | 11679 | 171831 | 16295 | 3339870 | 35.2 | 64263498
31347 | steam_electric_generating_plant_statistics_large_plants_402_2023_c000241_urquhart_1_peaking | 168 | x | South Carolina Electric & Gas Company | 2023 | urquhart #1 peaking |  |  |  | combustion_turbine |  | 1969 | 1969 | 19.64 | 11 | 37 |  | 13 | 16 |  | 227 |  | 516413 | 2089389 | 2605802 | 132678.3 | [15 empty] | 0 | 0
31346 | steam_electric_generating_plant_statistics_large_plants_402_2023_c000241_urquhart_2_peaking | 168 | x | South Carolina Electric & Gas Company | 2023 | urquhart #2 peaking |  |  |  | combustion_turbine |  | 1969 | 1969 | 16.32 | 12 | 20 |  | 14 | 17 |  | 118 |  | 404411 | 860757 | 1265168 | 77522.5
31345 | steam_electric_generating_plant_statistics_large_plants_402_2023_c000241_urquhart_3_peaking | 168 | x | South Carolina Electric & Gas Company | 2023 | urquhart #3 peaking |  |  |  | combustion_turbine |  | 1969 | 1969 | 16.32 | 12 | 25 |  | 12 | 15 |  | 207 |  | 388648 | 2648454 | 3037102 | 186096.9
31358 | steam_electric_generating_plant_statistics_large_plants_402_2023_c000241_urquhart_4_peaking | 168 | x | South Carolina Electric & Gas Company | 2023 | urquhart #4 peaking |  |  |  | combustion_turbine |  | 1999 | 1999 | 58.9 | 46 | 42 |  | 48 | 49 |  | 1303 |  | 639740 | 26878270 | 27518010 | 467198.8 | [16 empty] | 0
31362 | steam_electric_generating_plant_statistics_large_plants_402_2023_c000241_urquhart_combined_14 | 168 | x | South Carolina Electric & Gas Company | 2023 | urquhart combined 1-4 | [7 empty] | 111.18 | 81 | 124 |  |  |  | 3 | 1855 |  | 1949212 | 32476870 | 34426082 | 309642.8 | 1034 | 55064 |  | 5 |  |  | 3749 | 956 |  |  | 376 | 286 | 229 | 3364 | 319 | 65382 | 35.2
31368 | steam_electric_generating_plant_statistics_large_plants_402_2023_c000241_urquhart_combined_cycle | 168 | x | South Carolina Electric & Gas Company | 2023 | urquhart combined cycle |  |  |  | combined_cycle |  | 2002 | 2002 | 547.8 | 452 | 10995 |  | 458 | 484 |  | 1916184 |  | 5188641 | 262512421 | 267701062 | 488683.9 | 1067819 | 56880482 |  | 5534 |  |  | 3872147 | 987146 |  | 7 | 388597 | 294929 | 236167 | 3474667 | 329505 | 67537000 | 35.2
31354 | steam_electric_generating_plant_statistics_large_plants_402_2023_c000241_vc_summer_23rds | 168 | x | South Carolina Electric & Gas Company | 2023 | v.c. summer (2/3rds) |  |  |  | nuclear |  | 1984 | 1984 | 686.4 | 644 | 7698 |  | 651467 | 666193 | 500 | 5010472 | 880611 | 393434547 | 1034912614 | 1491792003 | 2173356.6 | 11306626 | 33087216 | 2330465 | 8900412 |  |  | 1328954 | 37915843 |  |  | 5098211 | 1540881 | 2700855 | 1927223 | 23787508 | 129924194 | 25.9 | 62564231
31356 | steam_electric_generating_plant_statistics_large_plants_402_2023_c000241_wateree | 168 | x | South Carolina Electric & Gas Company | 2023 | wateree |  |  |  | steam | outdoor | 1970 | 1905 | 771.8 | 635 | 7227 |  | 684 | 684 | 83 | 1744006 | 2102122 | 142111076 | 878702508 | 1014763960 | 1314801.7 | 7161021 | 83439452 |  | 187054 |  |  | 22127 | 3812210 |  |  | 901176 | 294663 | 5822048 | 6841827 | 3610608 | 112092186 | 64.3 | -8151746
31370 | steam_electric_generating_plant_statistics_large_plants_402_2023_c000241_williams_1_peaking | 168 | x | South Carolina Electric & Gas Company | 2023 | williams #1 peaking |  |  |  | combustion_turbine |  | 1972 | 1972 | [10 empty] | 131439 | 131439 | [17 empty] | 0
31371 | steam_electric_generating_plant_statistics_large_plants_402_2023_c000241_williams_2_peaking | 168 | x | South Carolina Electric & Gas Company | 2023 | williams #2 peaking |  |  |  | combustion_turbine |  | 1972 | 1972 | [10 empty] | 126285 | 126285 | [16 empty] | 0 | 0
31372 | steam_electric_generating_plant_statistics_large_plants_402_2023_c000241_williams_combined | 168 | x | South Carolina Electric & Gas Company | 2023 | williams combined | [17 empty] | 257724 | 257724 |  | 140913 | [5 empty] | 495396 |  |  |  | 2845 | 2770 |  | 141304 | 111480 | 894708
31374 | steam_electric_generating_plant_statistics_large_plants_402_2023_c003646_total | 351 | X | South Carolina Generating Company, Inc. | 2023 | total | [21 empty] | 102959215 |  | 3304786 |  |  | 264864 | 2294612 |  |  | 67693 | 337077 | 5058647 | 378740 | 2096151 | 117680603
31375 | steam_electric_generating_plant_statistics_large_plants_402_2023_c003646_williams | 351 | x | South Carolina Generating Company, Inc. | 2023 | williams |  |  |  | steam | outdoor | 1973 | 1973 | 659.7 | 585 | 6581 |  | 595 | 600 | 70 | 1993411 | 1996714 | 114988432 | 694179288 | 812940955 | 1232288.8 | 918818 | 102959215 |  | 3304786 |  |  | 264864 | 2294612 |  |  | 67693 | 337077 | 5058647 | 378740 | 2096151 | 117680603 | 59 | 1776521
32164 | steam_electric_generating_plant_statistics_large_plants_402_2023_c000041_barre_peaker | 155 | x | Southern California Edison Company | 2023 | barre peaker |  |  |  | combustion_turbine | outdoor | 2007 | 2007 | 49 | 50 | 814 |  |  | 49 | 2 | 20405.318 |  | 2579952 | 82181321 | 84761273 | 1729820 | 150789 | 1674893 | [5 empty] | 649700 |  |  | 130921 | -5 |  | 308360 | 184001 | 3098659 | 150
32165 | steam_electric_generating_plant_statistics_large_plants_402_2023_c000041_center_peaker | 155 | x | Southern California Edison Company | 2023 | center peaker |  |  |  | combustion_turbine | outdoor | 2007 | 2007 | 49.9 | 48 | 172 |  |  | 50 | 2 | 4275.146 | 526947 | 3012607 | 83831713 | 87371267 | 1750930 | 133540 | 524927 | [5 empty] | 623574 |  |  | 130921 | -5 |  | 414351 | 220284 | 2047592 | 480
32166 | steam_electric_generating_plant_statistics_large_plants_402_2023_c000041_grapeland_peaker | 155 | x | Southern California Edison Company | 2023 | grapeland peaker |  |  |  | combustion_turbine | outdoor | 2007 | 2007 | 49.9 | 46 | 175 |  |  | 50 | 2 | 3997.729 |  | 3211939 | 76992254 | 80204193 | 1607300 | 125579 | 468340 | [5 empty] | 628563 |  |  | 130921 | -5 |  | 493302 | 314804 | 2161504 | 540
32167 | steam_electric_generating_plant_statistics_large_plants_402_2023_c000041_mcgrath_peaker | 155 | x | Southern California Edison Company | 2023 | mcgrath peaker |  |  |  | combustion_turbine | outdoor | 2012 | 2012 | 49 | 49 | 283 |  |  | 49 | 2 | 11350.718 |  | 5605164 | 105911499 | 111516663 | 2275850 | 266741 | 1125676 | [5 empty] | 713622 |  |  | 130921 | 16339 |  | 500938 | 386145 | 3140382 | 280
32168 | steam_electric_generating_plant_statistics_large_plants_402_2023_c000041_mira_loma_peaker | 155 | x | Southern California Edison Company | 2023 | mira loma peaker |  |  |  | combustion_turbine | outdoor | 2007 | 2007 | 49 | 48 | 274 |  |  | 49 | 2 | 11172.319 |  | 3264479 | 68459130 | 71723609 | 1463750 | 135834 | 926299 | [5 empty] | 613235 |  |  | 141817 | -5 |  | 458991 | 216409 | 2492580 | 220
32169 | steam_electric_generating_plant_statistics_large_plants_402_2023_c000041_mountainview_3__4 | 155 | x | Southern California Edison Company | 2023 | mountainview 3 & 4 |  |  |  | combustion_turbine | outdoor | 2005 | 2006 | 1110 | 1104 | 21415 |  |  | 1110 | 45 | 2505105.15 | 3218368 | 64303034 | 786946132 | 854467534 | 769790 | 1429620 | 163251617 | [5 empty] | 50426555 |  |  | 2287546 | 1243906 |  | 12058440 | 995771 | 231693455 | 90
32170 | steam_electric_generating_plant_statistics_large_plants_402_2023_c000041_offsite_storage_pipelines | 155 | x | Southern California Edison Company | 2023 | offsite storage pipelines | [15 empty] | 8555 |  |  | 8555 | [16 empty] | 0
32171 | steam_electric_generating_plant_statistics_large_plants_402_2023_c000041_palo_verde | 155 | x | Southern California Edison Company | 2023 | palo verde |  |  |  | nuclear | semioutdoor | 1986 | 1988 | 669 | 618 | 3819 |  |  | 622 | 285 | 4981410.071 | 1935457 | 697630453 | 1472486762 | 2172052672 | 3246720 | 15404628 | 34602134 | 9908708 | 4756447 | 6353498 |  |  | 21991486 |  |  | 3650256 | 1503596 | 6086160 | 7212693 | 1847330 | 113316936 | 20
32172 | steam_electric_generating_plant_statistics_large_plants_402_2023_c000041_total | 155 | X | Southern California Edison Company | 2023 | total | [21 empty] | 0 | 9908708 | 0 | 0 | 0 | 0 | 217651 | 0 | 0 | 98154 | 0 | 0 | 0 | 0 | 318181
32092 | steam_electric_generating_plant_statistics_large_plants_402_2023_c001009_ab_brown_station | 242 | x | Southern Indiana Gas and Electric Company | 2023 | a.b. brown station |  |  |  | steam | conventional | 1979 | 1986 | 530.46 | 466 | 10643 | 500 | 0 | 500 | 40 | 1751.464 | 719436 | 74766569 | 109698027 | 233916004 | 440968.2 | 512189 | 51332045 |  | 20044372 |  |  | 1083603 | 1444122 |  |  | 1137963 | 1153648 | 5840648 | 2103840 | 846671 | 85499101 | 48815.8 | 48731972
32087 | steam_electric_generating_plant_statistics_large_plants_402_2023_c001009_ab_brown_turbine_3 | 242 | x | Southern Indiana Gas and Electric Company | 2023 | a.b. brown turbine 3 |  |  |  | combustion_turbine | conventional | 1991 | 1991 | 88 | 79 | 323 | 80 | 0 | 0 | 0 | 14.337 | 40443 | 766807 | 29383484 | 30190735 | 342000 | 0 | 1012958 | 0 | 0 | 0 | 0 | 0 | 215990 | 0 | 0 | 0 | 0 | 0 | 312728 | 0 | 1541676 | 107531.3 | 0
32088 | steam_electric_generating_plant_statistics_large_plants_402_2023_c001009_ab_brown_turbine_4 | 242 | x | Southern Indiana Gas and Electric Company | 2023 | ab brown turbine 4 |  |  |  | combustion_turbine | conventional | 2002 | 2002 | 88 | 78 | 324 | 80 | 0 | 0 | 0 | 17.439 | 0 | 926129 | 30482544 | 31408673 | 357000 | 0 | 1182897 | 0 | 0 | 0 | 0 | 0 | 110347 | 0 | 0 | 0 | 0 | 0 | 354991 | 0 | 1648235 | 94514.3 | 0
32089 | steam_electric_generating_plant_statistics_large_plants_402_2023_c001009_fb_culley_station | 242 | x | Southern Indiana Gas and Electric Company | 2023 | f.b. culley station |  |  |  | steam | conventional | 1955 | 1973 | 414.93 | 358 | 9330 | 406 | 0 | 406 | 74 | 1501.218 | 797108 | 32493376 | 611216370 | 698348640 | 1683051.7 | 1363784 | 42305474 | 0 | 7952593 | 0 | 0 | 1313040 | 1508778 | 0 | 0 | 1037740 | 2138691 | 4819837 | 6549341 | 465171 | 69454449 | 46265.4 | 53841786
32091 | steam_electric_generating_plant_statistics_large_plants_402_2023_c001009_total | 242 | X | Southern Indiana Gas and Electric Company | 2023 | total | [21 empty] | 118516759 | 0 | 30833319 | 0 | 0 | 2678830 | 5815552 | 909245 | 4336927 | 2152266 | 3437365 | 13251971 | 10622095 | 3048682 | 197908704
32090 | steam_electric_generating_plant_statistics_large_plants_402_2023_c001009_warrick_unit_4 | 242 | x | Southern Indiana Gas and Electric Company | 2023 | warrick unit #4 |  |  |  | steam | conventional | 1970 | 1970 | 161.5 | 153 | 7708 | 150 | 0 | 150 | 0 | 907.045 | 644 | 1488153 | 195878917 | 197540730 | 1223162.4 | 434898 | 30385639 | 0 | 2836354 | 0 | 0 | 282187 | 2862653 | 909246 | 0 | 3052 | 221179 | 2591486 | 1968913 | 1736840 | 44232447 | 48765.4 | 173016
31687 | steam_electric_generating_plant_statistics_large_plants_402_2023_c000537_dolet_hills_3 | 206 | x | Southwestern Electric Power Company | 2023 | *dolet hills (3) |  |  |  | steam | outdoor | 1986 | 1986 | 289.97 | [13 empty] | 1690133 | [5 empty] | 949753 |  |  |  | -13181 | 8118 | 507 | 134421 | 2769751
31695 | steam_electric_generating_plant_statistics_large_plants_402_2023_c000537_flint_creek_1 | 206 | x | Southwestern Electric Power Company | 2023 | *flint creek (1) |  |  |  | steam | outdoor | 1978 | 1978 | 279 | 274 | 7669 | 259 | 259 |  | 89 | 1062190 | 3086010 | 45169957 | 342201836 | 402860177 | 1444000 | 1623853 | 29461669 |  | 1105385 |  |  | 1258555 | 819516 |  | 85088 | 511676 | 819742 | 2926162 | 386663 | 1255625 | 40253934 | 37.9 | 12402374
31697 | steam_electric_generating_plant_statistics_large_plants_402_2023_c000537_pirkey_2 | 206 | x | Southwestern Electric Power Company | 2023 | *pirkey (2) |  |  |  | steam | outdoor | 1985 | 1985 | 619.34 | 563 | 2865 | 580 | 580 |  | 33 | 742138 | [5 empty] | 1531684 | 47416608 |  | 3093059 |  |  | 785955 | 943358 |  | 24777 | 33537 | 35546 | 1043990 | 165098 | 741318 | 55814930 | 75.2
31693 | steam_electric_generating_plant_statistics_large_plants_402_2023_c000537_arsenal_hill | 206 | x | Southwestern Electric Power Company | 2023 | arsenal hill |  |  |  | steam | outdoor | 1960 | 2010 | 741 | 685 | 7653 | 622 | 622 |  | 26 | 3714173 | 370798 | 61431062 | 407425898 | 469735472 | 634000 | 3282022 | 81352792 |  | 1216238 |  |  | 2609585 | 1083564 |  | 134858 | 114234 | 512377 | 3337185 | 6284776 | 874561 | 100802192 | 27.1 | 507714
31688 | steam_electric_generating_plant_statistics_large_plants_402_2023_c000537_harry_d_mattison | 206 | x | Southwestern Electric Power Company | 2023 | harry d mattison |  |  |  | combustion_turbine |  | 2007 | 2007 | 349 | 306 | 792 | 283 | 283 |  | 5 | 177190 | 1408956 | 31365232 | 98283144 | 131057332 | 376000 | 101574 | 9469122 |  | 14585 |  |  | 255656 | 736 |  | 69999 | 6220 | 80724 | 554 | 1222635 | 285 | 11222090 | 63.3
31689 | steam_electric_generating_plant_statistics_large_plants_402_2023_c000537_knox_lee | 206 | x | Southwestern Electric Power Company | 2023 | knox lee |  |  |  | steam | outdoor | 1950 | 1974 | 351 | 349 | 3732 | 335 | 335 |  | 25 | 476641 | 102781 | 10104043 | 54885664 | 66443289 | 189000 | 828075 | 14383721 |  | 1799545 |  |  | -391 | 321035 |  | 40494 | 15511 | 869747 | 2061200 | 242904 | 5505 | 20567346 | 43.2 | 1350801
31698 | steam_electric_generating_plant_statistics_large_plants_402_2023_c000537_lieberman | 206 | x | Southwestern Electric Power Company | 2023 | lieberman |  |  |  | steam | outdoor | 1947 | 1959 | 228 | 207 | 1837 | 219 | 219 |  | 23 | 139249 | 24026 | 5797165 | 36395725 | 45180433 | 198000 | 241262 | 4505720 |  | 3189924 |  |  | 3716 | 93626 |  | 9818 | 4629 | 313994 | 1550288 | 520536 | 739 | 10434252 | 74.9 | 2963517
31696 | steam_electric_generating_plant_statistics_large_plants_402_2023_c000537_north_central_wind | 206 | x | Southwestern Electric Power Company | 2023 | north central wind |  |  |  | wind |  | 2021 | 2022 | 816.55 | 722 | 8250 |  |  |  | 31 | 2646904.432 | 356544 | 319007 | 1061167195 | 1086387160 | 1330000 | 997537 |  |  | 4615 |  |  | 936498 | 94714 |  |  | 1913 |  |  | 3758433 |  | 5793709 | 2.2 | 24544414
31694 | steam_electric_generating_plant_statistics_large_plants_402_2023_c000537_total | 206 | X | Southwestern Electric Power Company | 2023 | total | [21 empty] | 382292673 |  | 20989507 |  |  | 9973816 | 10551927 | 503 | 916642 | 2287601 | 5554603 | 27944948 | 15303795 | 5727915 | 498314662
31692 | steam_electric_generating_plant_statistics_large_plants_402_2023_c000537_turk_4 | 206 | x | Southwestern Electric Power Company | 2023 | turk (4) |  |  |  | steam | outdoor | 2012 | 2012 | 523.58 | 482 | 7045 | 477 | 477 | 0 | 110 | 2302392 | 13355616 | 302455895 | 1371887826 | 1691368925 | 3230000 | 3105803 | 60621675 |  | 4943941 |  |  | 404951 | 1438632 |  | 76869 | 1146744 | 1631468 | 4031193 | 912553 | 1230892 | 79544721 | 34.5 | 3669588
31691 | steam_electric_generating_plant_statistics_large_plants_402_2023_c000537_welsh | 206 | x | Southwestern Electric Power Company | 2023 | welsh |  |  |  | steam | outdoor | 1977 | 1982 | 558 | 1056 | 6189 | 1053 | 1053 |  | 120 | 3579705 | 1895474 | 74806738 | 816120510 | 921927537 | 1652000 | 3612761 | 105882304 |  | 5285228 |  |  | 2539255 | 4697471 |  | 435196 | 132946 | 759350 | 7879782 | 5283041 | 1070393 | 137577727 | 38.4 | 29104815
31690 | steam_electric_generating_plant_statistics_large_plants_402_2023_c000537_wilkes | 206 | x | Southwestern Electric Power Company | 2023 | wilkes |  |  |  | steam | outdoor | 1964 | 1971 | 882 | 817 | 4606 | 864 | 864 |  | 34 | 1115141 | 443729 | 9063507 | 125388329 | 139792582 | 158000 | 1381003 | 36928786 |  | 347260 |  |  | 2361166 | 794004 |  | 109542 | 317919 | 625559 | 5107013 | 1489178 | 414120 | 49875550 | 44.7 | 4897017
31590 | steam_electric_generating_plant_statistics_large_plants_402_2023_c000825_carlsbad | 230 | x | Southwestern Public Service Company | 2023 | carlsbad |  |  |  | combustion_turbine |  | 1977 | 1977 | 0 | 0 | 0 | 0 | 0 | 0
31584 | steam_electric_generating_plant_statistics_large_plants_402_2023_c000825_cunningham_gas | 230 | x | Southwestern Public Service Company | 2023 | cunningham gas |  |  |  | combustion_turbine |  | 1998 | 1998 | 253.8 | 216 | 5605 | 207 | 193 | 207 | 0 | 818537 |  | 713767 | 98544763 | 99258530 | 391089.6 | 67679 | 21706723 |  |  |  |  | 312171 | 111856 | 43592 |  | 54878 | 378622 |  | 274015 | 22 | 22949558 | 28
31595 | steam_electric_generating_plant_statistics_large_plants_402_2023_c000825_cunningham_steam | 230 | x | Southwestern Public Service Company | 2023 | cunningham steam |  |  |  | steam | outdoor | 1957 | 1965 | 190.4 | 196 | 5440 | 183 | 183 | 183 | 32 | 617707 | 61235 | 13488082 | 69223827 | 82809428 | 434923.5 | 504752 | 13792832 |  | 1121565 |  |  | 190846 | 1080828 | 165175 |  | 336656 | 164617 | 660958 | 298394 | 405359 | 18721982 | 30.3 | 36284
31582 | steam_electric_generating_plant_statistics_large_plants_402_2023_c000825_harrington | 230 | x | Southwestern Public Service Company | 2023 | harrington |  |  |  | steam | outdoor | 1976 | 1980 | 1080 | 1014 | 7760 | 1018 | 1018 | 1018 | 89 | 3210512 | 1231653 | 55276545 | 570720935 | 627156034 | 580700 | 1525276 | 91507558 |  | 4504871 |  |  | 2883793 | 4391419 | 743245 | 1613 | 28990 | 587748 | 3868624 | 1307839 | 2338084 | 113689060 | 35.4 | -73099
31593 | steam_electric_generating_plant_statistics_large_plants_402_2023_c000825_jones_station | 230 | x | Southwestern Public Service Company | 2023 | jones station |  |  |  | steam | conventional | 1971 | 1974 | 495 | 487 | 7041 | 486 | 486 | 486 | 34 | 1335451 | 2274924 | 23704590 | 140869338 | 169364215 | 342149.9 | 762147 | 41069407 |  | 2514307 |  |  | 353333 | 1804695 | 337508 | 490 | 464790 | 387069 | 1179139 | 1709567 | 559345 | 51141797 | 38.3 | 2515363
31583 | steam_electric_generating_plant_statistics_large_plants_402_2023_c000825_jones_station_gas | 230 | x | Southwestern Public Service Company | 2023 | jones station gas |  |  |  | combustion_turbine |  | 2011 | 2013 | 365.4 | 341 | 2845 | 366 | 334 | 366 | 34 | 505760 |  | 11382709 | 177451545 | 188834254 | 516787.8 | 27794 | 13586698 | 0 | 0 | 0 | 0 | 8950 | 46891 | 17902 | 0 | 22537 | 147141 | 0 | 237063 | 2132 | 14097108 | 27.9
31585 | steam_electric_generating_plant_statistics_large_plants_402_2023_c000825_maddox_gas | 230 | x | Southwestern Public Service Company | 2023 | maddox gas |  |  |  | combustion_turbine |  | 1976 | 1983 | 98.3 | 67 | 3956 | 63 | 61 | 63 | 0 | 224517 |  | 1565032 | 22473630 | 24038662 | 244543.9 | 15782 | 6829137 |  |  |  |  | 4289 | 29492 | 10166 |  | 12798 | 24834 |  | 192466 | 5 | 7118969 | 31.7
31586 | steam_electric_generating_plant_statistics_large_plants_402_2023_c000825_maddox_steam | 230 | x | Southwestern Public Service Company | 2023 | maddox steam |  |  |  | steam | outdoor | 1967 | 1983 | 113.6 | 114 | 7631 | 112 | 112 | 112 | 18 | 479993 | 25991 | 5969271 | 48012556 | 53440114 | 470423.5 | 271735 | 11294784 |  | 1121638 |  |  | 272357 | 879344 | 126702 |  | 58888 | 192537 | 274334 | 253125 | 330387 | 15075831 | 31.4 | -567704
31594 | steam_electric_generating_plant_statistics_large_plants_402_2023_c000825_moore_county | 230 | x | Southwestern Public Service Company | 2023 | moore county |  |  |  | steam | outdoor | 1938 | 1954 |  | 0 | 0
31587 | steam_electric_generating_plant_statistics_large_plants_402_2023_c000825_nichols_station | 230 | x | Southwestern Public Service Company | 2023 | nichols station |  |  |  | steam | conventional | 1960 | 1968 | 474.8 | 462 | 8101 | 457 | 457 | 457 | 43 | 1210651 | 818610 | 59963440 | 154710199 | 212301915 | 447139.7 | 941978 | 34444790 |  | 1375985 |  |  | 1448788 | 1656469 | 312190 | 306 | 100069 | 326720 | 1107251 | 1003562 | 1043362 | 43761470 | 36.1 | -3190333
31591 | steam_electric_generating_plant_statistics_large_plants_402_2023_c000825_plant_x | 230 | x | Southwestern Public Service Company | 2023 | plant x |  |  |  | steam | outdoor | 1952 | 1964 | 190.4 | 193 | 6023 | 190 | 190 | 190 | 30 | 657534 | 1752766 | 13677098 | 91637896 | 101108320 | 531031.1 | 680722 | 15504771 |  | 967926 |  |  | 241378 | 1148608 | 186738 | 414 | 104178 | 490650 | 607718 | 677680 | 467021 | 21077804 | 32.1 | -5959440
31588 | steam_electric_generating_plant_statistics_large_plants_402_2023_c000825_quay_county | 230 | x | Southwestern Public Service Company | 2023 | quay county |  |  |  | combustion_turbine |  | 2013 | 2013 | 27 | 23 | 94 | 23 | 17 | 23 |  | 858.3 | 103888 | 916182 | 25813752 | 26833822 | 993845.3 | 13540 | 409042 |  |  |  |  | 3901 | 42830 | 8721 |  | 12457 | 58359 |  | 107682 | 1161 | 657693 | 766.3
31592 | steam_electric_generating_plant_statistics_large_plants_402_2023_c000825_tolk | 230 | x | Southwestern Public Service Company | 2023 | tolk |  |  |  | steam | outdoor | 1982 | 1985 | 1135.8 | 1050 | 7074 | 1067 | 1067 | 1067 | 63 | 2707151 | 10862393 | 95566375 | 702951983 | 867469933 | 763752.4 | 1292088 | 83581878 |  | 2075480 |  |  | 209599 | 5150853 | 514039 | 1807 | 349271 | 1159293 | 2314434 | 1285476 | 989416 | 98923634 | 36.5 | 58089182
31589 | steam_electric_generating_plant_statistics_large_plants_402_2023_c000825_total | 230 | X | Southwestern Public Service Company | 2023 | total | [21 empty] | 291605062 |  | 13681772 |  |  | 5600094 | 16112216 | 2385597 | 4630 | 1442842 | 3308634 | 10012458 | 6535643 | 6132974 | 362800620
31790 | steam_electric_generating_plant_statistics_large_plants_402_2023_c000852_grand_gulf | 235 | x | System Energy Resources, Inc. | 2023 | grand gulf |  |  |  | nuclear |  | 1985 | 1985 | 1440 | 1305 | 8381 | 0 | 1277 | 1277 | 801 | 10574201.54 | 901803 | 1648513505 | 3475485111 | 5325664727 | 3698378.3 | 23243756 | 71762249 | 10484588 | 14919591 |  |  | 1337229 | 42018062 | 1794187 |  | 4732171 | 586811 | 9969757 | 1734077 | 71393637 | 253976115 | 24 | 200764308
31791 | steam_electric_generating_plant_statistics_large_plants_402_2023_c000852_total | 235 | X | System Energy Resources, Inc. | 2023 | total | [22 empty] | 10484588
31384 | steam_electric_generating_plant_statistics_large_plants_402_2023_c000913_total | 240 | X | THE POTOMAC EDISON COMPANY | 2023 | total | [28 empty] | 191997784 | [6 empty] | 191997784
31605 | steam_electric_generating_plant_statistics_large_plants_402_2023_c000116_a | 157 | x | Tampa Electric Company | 2023 | a |  |  |  | steam | outdoor | 1976 | 1985 | 931.5 | 673 | 7844 | 0 | 832 | 842 | 165 | 1242778 | 6923629 | 385786186 | 1053286221 | 1451598953 | 1558000 | 5482487 | 60485337 | 0 | 8261649 | 0 | 0 | 2652592 | 4932160 | 0 | 48084 | -582 | 4094935 | 15158011 | 2723837 | 2711982 | 106550492 | 85.7 | 5602918
31599 | steam_electric_generating_plant_statistics_large_plants_402_2023_c000116_b | 157 |  | Tampa Electric Company | 2023 | b |  |  |  | combustion_turbine | outdoor | 2009 | 2009 | 69.9 | 57 | 259 | 0 | 56 | 61 | 0 | 1015 | 0 | 3335883 | 39517129 | 42853011 | 613000 | 0 | 140900 | 0 | 0 | 0 | 0 | 640 | 0 | 0 | 0 | 0 | 31 | 0 | 2440 | 0 | 144011 | 141.9 | 0
31612 | steam_electric_generating_plant_statistics_large_plants_402_2023_c000116_c | 157 |  | Tampa Electric Company | 2023 | c |  |  |  | combined_cycle | outdoor | 2003 | 2004 | 2014.16 | 1780 | 8721 | 0 | 1678 | 1904 | 63 | 6089597 | 1592891 | 153180291 | 923676695 | 1078496747 | 535000 | 0 | 173559156 | 0 | 0 | 0 | 0 | 9930060 | 0 | 0 | 0 | 0 | 0 | 0 | 11176350 | 0 | 194665566 | 32 | 46869
31606 | steam_electric_generating_plant_statistics_large_plants_402_2023_c000116_d | 157 |  | Tampa Electric Company | 2023 | d |  |  |  | combustion_turbine | outdoor | 2009 | 2009 | 279.6 | 227 | 686 | 0 | 224 | 244 | 0 | 17374 | 0 | 4348029 | 121363231 | 125711260 | 450000 | 0 | 762576 | 0 | 0 | 0 | 0 | 43630 | 0 | 0 | 0 | 0 | 0 | 0 | 49106 | 0 | 855312 | 49.2 | 0
31603 | steam_electric_generating_plant_statistics_large_plants_402_2023_c000116_e | 157 |  | Tampa Electric Company | 2023 | e |  |  |  | combined_cycle | outdoor | 1996 | 1996 | 326.29 | 218 | 4617 | 0 | 220 | 220 | 74 | 127052 | 18197341 | 246130153 | 514158731 | 780291799 | 2391000 | 460 | 5273221 | 0 | 0 | 0 | 0 | 430205 | 0 | 0 | 0 | 0 | 30996 | 0 | 166568 | 0 | 5901450 | 46.4 | 1805573
31608 | steam_electric_generating_plant_statistics_large_plants_402_2023_c000116_f | 157 |  | Tampa Electric Company | 2023 | f |  |  |  | combined_cycle | outdoor | 2000 | 2017 | 1216.08 | 1200 | 8297 | 0 | 1061 | 1200 | 0 | 5705684 | 0 | 37984028 | 632561149 | 670545177 | 551000 | 13998 | 160213248 | 0 | 0 | 0 | 0 | 13078009 | 0 | 0 | 0 | 0 | 942253 | 0 | 5063577 | 0 | 179311085 | 31.4 | 0
31609 | steam_electric_generating_plant_statistics_large_plants_402_2023_c000116_g | 157 |  | Tampa Electric Company | 2023 | g |  |  |  | photovoltaic | outdoor | 2018 | 2018 | 70.3 | 68.95 | 4529 | 0 | 70 | 70 | 38 | 114116 | 1484898 | 26784491 | 58634472 | 86958440 | 1237000 | 0 | 0 | 0 | 0 | 0 | 0 | 595257 | 0 | 0 | 0 | 0 | 68119 | 0 | 2064 | 0 | 665440 | 5.8 | 54579
31598 | steam_electric_generating_plant_statistics_large_plants_402_2023_c000116_h | 157 |  | Tampa Electric Company | 2023 | h |  |  |  | photovoltaic | outdoor | 2018 | 2018 | 74.4 | 70.05 | 4561 | 0 | 74 | 74 | 0 | 100178 | 17213949 | 25306843 | 62402957 | 105392300 | 1417000 | 0 | 0 | 0 | 0 | 0 | 0 | 475862 | 0 | 0 | 0 | 0 | 0 | 0 | -24825 | 0 | 451037 | 4.5 | 468550
31602 | steam_electric_generating_plant_statistics_large_plants_402_2023_c000116_i | 157 |  | Tampa Electric Company | 2023 | i |  |  |  | photovoltaic | outdoor | 2019 | 2019 | 74.5 | 72 | 4554 | 0 | 75 | 75 | 0 | 125993 | 13711942 | 22187847 | 66549964 | 102843242 | 1380000 | 0 | 0 | 0 | 0 | 0 | 0 | 661887 | 0 | 0 | 0 | 0 | 3884 | 0 | 55471 | 0 | 721242 | 5.7 | 393489
31610 | steam_electric_generating_plant_statistics_large_plants_402_2023_c000116_j | 157 |  | Tampa Electric Company | 2023 | j |  |  |  | photovoltaic | outdoor | 2019 | 2019 | 61.1 | 59 | 4518 | 0 | 61 | 61 | 0 | 95572 | 8395901 | 29745988 | 42560294 | 80949643 | 1325000 | 0 | 0 | 0 | 0 | 0 | 0 | 356697 | 0 | 0 | 0 | 0 | 0 | 0 | 45911 | 0 | 402608 | 4.2 | 247460
31607 | steam_electric_generating_plant_statistics_large_plants_402_2023_c000116_k | 157 |  | Tampa Electric Company | 2023 | k |  |  |  | photovoltaic | outdoor | 2019 | 2019 | 55.4 | 53.95 | 4369 | 0 | 55 | 55 | 0 | 91360 | 11700009 | 19168575 | 45125997 | 75994581 | 1372000 | 0 | 0 | 0 | 0 | 0 | 0 | 497377 | 0 | 0 | 0 | 0 | 55922 | 0 | 1653 | 0 | 554952 | 6.1 | 0
31619 | steam_electric_generating_plant_statistics_large_plants_402_2023_c000116_l | 157 |  | Tampa Electric Company | 2023 | l |  |  |  | photovoltaic | outdoor | 2019 | 2019 | 37.5 | 32.9 | 4475 | 0 | 38 | 38 | 0 | 53586 | 4245061 | 15792311 | 33224702 | 53262074 | 1420000 | 0 | 0 | 0 | 0 | 0 | 0 | 429053 | 0 | 0 | 0 | 0 | 13065 | 0 | 971 | 0 | 443089 | 8.3 | 0
31616 | steam_electric_generating_plant_statistics_large_plants_402_2023_c000116_m | 157 |  | Tampa Electric Company | 2023 | m |  |  |  | photovoltaic | outdoor | 2019 | 2019 | 49.5 | 46.9 | 4447 | 0 | 50 | 50 | 0 | 89771 | 9210921 | 16673433 | 42309544 | 68589835 | 1386000 | 0 | 0 | 0 | 0 | 0 | 0 | 498036 | 0 | 0 | 0 | 0 | 35697 | 0 | 1625 | 0 | 535358 | 6 | 395936
31611 | steam_electric_generating_plant_statistics_large_plants_402_2023_c000116_n | 157 |  | Tampa Electric Company | 2023 | n |  |  |  | photovoltaic | outdoor | 2020 | 2020 | 74.5 | 56.08 | 4531 | 0 | 75 | 75 | 0 | 120839 | 0 | 28298613 | 68034726 | 103791607 | 1393000 | 0 | 0 | 0 | 0 | 0 | 0 | 1307038 | 0 | 0 | 0 | 0 | 158603 | 0 | 2188 | 0 | 1467829 | 12.1 | 7458268
31615 | steam_electric_generating_plant_statistics_large_plants_402_2023_c000116_o | 157 |  | Tampa Electric Company | 2023 | o |  |  |  | photovoltaic | outdoor | 2020 | 2020 | 74.8 | 64.95 | 4596 | 0 | 75 | 75 | 0 | 129518 | 15238518 | 24495814 | 65637398 | 105669018 | 1413000 | 0 | 0 | 0 | 0 | 0 | 0 | 441539 | 0 | 0 | 0 | 0 | 63645 | 0 | 238273 | 0 | 743457 | 5.7 | 297287
31613 | steam_electric_generating_plant_statistics_large_plants_402_2023_c000116_p | 157 |  | Tampa Electric Company | 2023 | p |  |  |  | photovoltaic | outdoor | 2021 | 2021 | 60 | 50.64 | 4604 | 0 | 60 | 60 | 0 | 107502 | 8067759 | 21401654 | 53994194 | 83463606 | 1391000 | 0 | 0 | 0 | 0 | 0 | 0 | 484080 | 0 | 0 | 0 | 0 | 103153 | 0 | 1945 | 0 | 589178 | 5.5 | 0
31596 | steam_electric_generating_plant_statistics_large_plants_402_2023_c000116_q | 157 |  | Tampa Electric Company | 2023 | q |  |  |  | photovoltaic | outdoor | 2021 | 2021 | 74.5 | 74.9 | 4619 | 0 | 75 | 75 | 0 | 135639 | 5532068 | 23462797 | 60332908 | 89616586 | 1203000 | 0 | 0 | 0 | 0 | 0 | 0 | 710452 | 0 | 0 | 0 | 0 | 0 | 0 | 295238 | 0 | 1005690 | 7.4 | 288814
31604 | steam_electric_generating_plant_statistics_large_plants_402_2023_c000116_r | 157 |  | Tampa Electric Company | 2023 | r |  |  |  | combined_cycle | outdoor | 2022 | 2022 | 1241.1 | 1128 | 4280 | 0 | 1055 | 1120 | 0 | 5402838 | 0 | 2290549 | 814709664 | 817000213 | 658000 | 0 | 147057686 | 0 | 0 | 0 | 0 | 707602 | 0 | 0 | 0 | 0 | 33926 | 0 | 2712035 | 0 | 150511249 | 27.9 | 0
31618 | steam_electric_generating_plant_statistics_large_plants_402_2023_c000116_s | 157 |  | Tampa Electric Company | 2023 | s |  |  |  | photovoltaic | outdoor | 2022 | 2022 | 45.8 | 31 | 4357 | 0 | 46 | 46 | 0 | 76087 | 6886073 | 16482602 | 42385809 | 65858301 | 1438000 | 0 | 0 | 0 | 0 | 0 | 0 | 142530 | 0 | 0 | 0 | 0 | 0 | 0 | 1376 | 0 | 143906 | 1.9 | 103817
31600 | steam_electric_generating_plant_statistics_large_plants_402_2023_c000116_t | 157 |  | Tampa Electric Company | 2023 | t |  |  |  | photovoltaic | outdoor | 2022 | 2022 | 54.6 | 53 | 4385 | 0 | 55 | 55 | 0 | 90184 | 7618518 | 12985929 | 60724173 | 81473027 | 1492000 | 0 | 0 | 0 | 0 | 0 | 0 | 363939 | 0 | 0 | 0 | 0 | 0 | 0 | 184679 | 0 | 548618 | 6.1 | 144407
31614 | steam_electric_generating_plant_statistics_large_plants_402_2023_c000116_total | 157 | X | Tampa Electric Company | 2023 | total | [21 empty] | 61965609 |  | 8261649 |  |  | 2652592 | 4932160 | 26948 | 48084 | -582 | 4094935 | 15158011 | 2723838 | 2711982 | 108057713
31617 | steam_electric_generating_plant_statistics_large_plants_402_2023_c000116_u | 157 |  | Tampa Electric Company | 2023 | u |  |  |  | photovoltaic | outdoor | 2022 | 2022 | 74.5 | 67.59 | 4141 | 0 | 75 | 75 | 0 | 122660 | 9708545 | 25727658 | 66205935 | 101642138 | 1364000 | 0 | 0 | 0 | 0 | 0 | 0 | 468614 | 0 | 0 | 0 | 0 | 0 | 0 | 116059 | 0 | 584673 | 4.8 | 0
31597 | steam_electric_generating_plant_statistics_large_plants_402_2023_c000116_v | 157 |  | Tampa Electric Company | 2023 | v |  |  |  | photovoltaic | outdoor | 2022 | 2022 | 61.2 | 43.74 | 605 | 0 | 61 | 61 | 0 | 122066 | 4473025 | 20534588 | 52803229 | 77810841 | 1271000 | 0 | 0 | 0 | 0 | 0 | 0 | 457241 | 0 | 0 | 0 | 0 | 0 | 0 | 86072 | 0 | 543313 | 4.5 | 0
31601 | steam_electric_generating_plant_statistics_large_plants_402_2023_c000116_w | 157 |  | Tampa Electric Company | 2023 | w |  |  |  | photovoltaic | outdoor | 2022 | 2022 | 55.2 | 28.85 | 200 | 0 | 55 | 55 | 0 | 112402 | 8834441 | 14377823 | 57280764 | 80493028 | 1458000 | 0 | 0 | 0 | 0 | 0 | 0 | 303306 | 0 | 0 | 0 | 0 | 0 | 0 | 66761 | 0 | 370067 | 3.3 | 0
32021 | steam_electric_generating_plant_statistics_large_plants_402_2023_c000602_total | 211 | X | The Dayton Power and Light Company | 2023 | total | [29 empty] | 971721 | [5 empty] | 971721
32732 | steam_electric_generating_plant_statistics_large_plants_402_2023_c001130_energy_center | 249 | x | The Empire District Electric Company | 2023 | energy center |  |  |  | combustion_turbine | conventional | 1978 | 2003 | 429 | 248 | 2819 | 257 |  |  | 14 | 239027 | 163097 | 5668356 | 113632130 | 119463583 | 278469.9 | 188328 | 10763258 |  | 706138 |  |  |  | 249395 |  |  | 130428 |  |  | 813145 | 284598 | 13135290
32733 | steam_electric_generating_plant_statistics_large_plants_402_2023_c001130_iatan_12 | 249 | x | The Empire District Electric Company | 2023 | iatan (1&2) |  |  |  | steam | semioutdoor | 1980 | 2010 | 207 | 192 | 6127 |  |  | 182 | 18 | 583395 | 128856 | 47287860 | 364343894 | 411760610 | 1989181.7 | 448915 | 14392121 |  | 965949 |  |  | 286229 | 644102 | 60056 |  | 217181 | 535448 | 1947952 | 502504 | 20391 | 20020848
32734 | steam_electric_generating_plant_statistics_large_plants_402_2023_c001130_plum_point | 249 | x | The Empire District Electric Company | 2023 | plum point |  |  |  | steam | semioutdoor |  | 2010 | 55.3 | 100 | 7274 |  |  |  | 6 | 238158 | 956529 | 20725622 | 80081096 | 101763247 | 1840203.4 | 350412 | 7206839 |  | 392683 |  |  | 204984 | 467051 |  |  | 669891 | 107758 | 749339 | 98102 | 32002 | 10279061
32735 | steam_electric_generating_plant_statistics_large_plants_402_2023_c001130_riverton_101112 | 249 | x | The Empire District Electric Company | 2023 | riverton (10-11-12) |  |  |  | combustion_turbine | conventional | 1964 | 2016 | 300.14 | 292 | 5443 | 272 | 272 | 272 | 23 | 1146488 | 253184 | 34186971 | 230475343 | 264915498 | 882639.8 | 343079 | 35112601 |  | 2174016 |  |  |  | 695020 |  |  | 486937 | 133472 |  | 3425717 | 121719 | 42492561
32737 | steam_electric_generating_plant_statistics_large_plants_402_2023_c001130_stateline_combined_cycle | 249 | x | The Empire District Electric Company | 2023 | stateline combined cycle |  |  |  | combined_cycle |  | 2001 | 2001 | 390 | 568 | 6423 | 345 | 345 | 345 | 26 | 1364978 | 743961 | 17631102 | 176534683 | 194909746 | 499768.6 | 301447 | 34399509 |  | 2150012 |  |  |  | 624135 |  |  | 243268 | 239992 |  | 1313933 | 555827 | 39828123
32736 | steam_electric_generating_plant_statistics_large_plants_402_2023_c001130_stateline_ct | 249 | x | The Empire District Electric Company | 2023 | stateline ct |  |  |  | combustion_turbine | conventional | 1995 | 1995 | 137 | 90 | 396 | 90 | 90 | 90 | 3 | 27380 | 161820 | 1632243 | 57926107 | 59720170 | 435913.6 | 12844 | 1293856 |  | 45367 |  |  |  | 24528 |  |  | 17065 | 130116 |  | 1098942 |  | 2622718
32738 | steam_electric_generating_plant_statistics_large_plants_402_2023_c001130_total | 249 | X | The Empire District Electric Company | 2023 | total | [21 empty] | 59404284 |  | 1358632 |  |  | 491213 | 1111153 | 60056 |  | 887072 | 643205 | 2697291 | 600605 | 52393 | 68105231
31326 | steam_electric_generating_plant_statistics_large_plants_402_2023_c001184_demoss_petrie | 257 | x | Tucson Electric Power Company | 2023 | demoss petrie |  |  |  | combustion_turbine | outdoor | 2001 | 2001 | 85 | 0 | 29 | 75 | 75 | 75 | 0 | 1298 |  | 1067312 | 34093992 | 35161304 | 413662.4 |  | 54678 | [8 empty] | -27923 | 5251 |  | 58291 | 170124 | 260421 | 200.6
31329 | steam_electric_generating_plant_statistics_large_plants_402_2023_c001184_four_corners | 257 | x | Tucson Electric Power Company | 2023 | four corners |  |  |  | steam | outdoor | 1969 | 1970 | 114.5 | 102 | 11198 | 110 | 110 | 110 | 0 | 478614 | 8104 | 8908757 | 192007029 | 203608009 | 1778235.9 | 375996 | 19158905 |  | 2894172 |  |  | 95439 | 817130 | 116429 |  | 239585 | 1234992 | 2289452 | 244640 | 466592 | 27933332 | 58.4 | 2684119
31322 | steam_electric_generating_plant_statistics_large_plants_402_2023_c001184_gila_river | 257 | x | Tucson Electric Power Company | 2023 | gila river |  |  |  | combustion_turbine | outdoor | 2003 | 2003 | 1083.25 | 823 | 12248 | 1053 | 1053 | 1053 | 0 | 4648967 | 394224 | 26309540 | 643634704 | 673850762 | 622063.9 | 288947 | 138341459 |  |  |  |  | 5384884 | 79931 |  |  |  | 1544294 |  | 7954158 | 1189212 | 154782885 | 33.3 | 3512294
31324 | steam_electric_generating_plant_statistics_large_plants_402_2023_c001184_luna | 257 | x | Tucson Electric Power Company | 2023 | luna |  |  |  | combustion_turbine | outdoor | 2006 | 2006 | 202 | 182 | 2638 | 186 | 186 | 186 | 0 | 1297565 | 1515969 | 13830236 | 42298582 | 58295823 | 288593.2 | 5419284 | 21760169 | [11 empty] | 33756 |  | 27213209 | 21 | 651036
31325 | steam_electric_generating_plant_statistics_large_plants_402_2023_c001184_north_loop | 257 | x | Tucson Electric Power Company | 2023 | north loop |  |  |  | combustion_turbine | outdoor | 1972 | 2001 | 107.8 | 0 | 370 | 96 | 96 | 96 | 0 | 4269 |  | 2992007 | 42113450 | 45105457 | 418418 |  | -3094297 | [8 empty] | 413 |  |  | 75983 | 160524 | -2857377 | -669.3
31330 | steam_electric_generating_plant_statistics_large_plants_402_2023_c001184_springerville | 257 | x | Tucson Electric Power Company | 2023 | springerville |  |  |  | steam | conventional | 1985 | 1990 | 849.6 | 728 | 12973 | 793 | 793 | 793 | 240 | 3248820 | 15112399 | 304207080 | 1343863658 | 1711942313 | 2014998 | 1675118 | 98955531 |  | 25684117 |  |  | 1733891 | 4696965 |  |  | 1724590 | 1820430 | 16926309 | 6883661 | 4575591 | 164676203 | 50.7 | 48759176
31331 | steam_electric_generating_plant_statistics_large_plants_402_2023_c001184_sundt | 257 | x | Tucson Electric Power Company | 2023 | sundt |  |  |  | steam | conventional | 1962 | 1967 | 286.9 | 201 | 11819 | 260 | 214 | 260 | 75 | 795280 | 861891 | 37661345 | 195519977 | 234463815 | 817231.8 | 5551836 | 36303428 |  | 34645 |  | -104824 | 35524 | 1390200 |  |  | 1958862 | 850760 | 1995693 | 2377893 | 1117917 | 51511934 | 64.8 | 420602
31328 | steam_electric_generating_plant_statistics_large_plants_402_2023_c001184_sundt_gas | 257 | x | Tucson Electric Power Company | 2023 | sundt (gas) |  |  |  | combustion_turbine | outdoor | 1972 | 1973 | 54 | 0 | 226 | 48 | 48 | 48 | 0 | 591 |  | 170313 | 17304676 | 17474989 | 323610.9 |  | 36258 | [5 empty] | 8186 |  |  |  | 987 |  | 266235 | 14796 | 326462 | 552.4
31327 | steam_electric_generating_plant_statistics_large_plants_402_2023_c001184_sundt_rice | 257 | x | Tucson Electric Power Company | 2023 | sundt (rice) |  |  |  | internal_combustion | conventional | 2019 | 2020 | 188 | 110 | 35386 | 188 | 188 | 188 | 0 | 588174 |  | 14637271 | 189733249 | 204370520 | 1087077.2 |  | 23600729 | [5 empty] | 32745 |  |  | 4287141 |  |  |  |  | 27920615 | 47.5
31323 | steam_electric_generating_plant_statistics_large_plants_402_2023_c001184_total | 257 | X | Tucson Electric Power Company | 2023 | total | [21 empty] | 182522366 |  | 48832548 |  | 104824 | 3921111 | 10083508 | 116429 | 1486148 | 4785333 | 6144211 | 54414605 | 24459786 | 9479528 | 354421879
32146 | steam_electric_generating_plant_statistics_large_plants_402_2023_c002089_total | 323 | X | UGI Utilities, Inc. | 2023 | total | [29 empty] | 1240717 | [5 empty] | 1240717
31628 | steam_electric_generating_plant_statistics_large_plants_402_2023_c000744_audrain_ctg | 221 | x | UNION ELECTRIC COMPANY | 2023 | audrain ctg |  |  |  | combustion_turbine | outdoor | 2001 | 2001 | 692 | 591 | 612 | 661 | 608 | 720 |  | 196196.224 | 1673155 | 3931606 | 161948577 | 167553338 | 242129.1 | -68190 | 8130380 |  |  |  |  | 192346 | 15426 |  |  |  | 23736 |  | 913234 | 49425 | 9256357 | 47.2
31624 | steam_electric_generating_plant_statistics_large_plants_402_2023_c000744_callaway | 221 | x | UNION ELECTRIC COMPANY | 2023 | callaway |  |  |  | nuclear | conventional | 1984 | 1984 | 1236 | 1250 | 7573 | 1217 | 1194 | 1237 | 818 | 9169788.772 | 9793885 | 1000974937 | 2506435279 | 3609953681 | 2920674.5 | 27106952 | 67501388 | [5 empty] | 49744685 |  |  | 10485077 | 13132738 | 43340758 | 5061081 | 6122520 | 222495199 | 24.3 | 92749580
31623 | steam_electric_generating_plant_statistics_large_plants_402_2023_c000744_fairgrounds_ct | 221 | x | UNION ELECTRIC COMPANY | 2023 | fairgrounds ct |  |  |  | combustion_turbine |  | 1974 | 1974 | 68 | 28 | 6 | 60 | 55 | 67 |  | -321.001 | 781 | 446940 | 5707853 | 6155574 | 90523.1 | 35796 | 43740 | [5 empty] | 892 |  |  |  | 10821 |  | 75535 | 1788 | 168572
31627 | steam_electric_generating_plant_statistics_large_plants_402_2023_c000744_goose_creek_ctg | 221 | x | UNION ELECTRIC COMPANY | 2023 | goose creek ctg |  |  |  | combustion_turbine | outdoor | 2003 | 2003 | 581 | 309 | 38 | 485 | 438 | 540 |  | 711.773 | 510869 | 3641014 | 204434434 | 208586317 | 359012.6 | -45179 | 863484 |  |  |  |  | 350799 | 6225 |  |  |  | 45871 |  | 408871 | 8888 | 1638959 | 2302.6
31632 | steam_electric_generating_plant_statistics_large_plants_402_2023_c000744_kinmundy | 221 | x | UNION ELECTRIC COMPANY | 2023 | kinmundy |  |  |  | combustion_turbine | outdoor | 2001 | 2001 | 250 | 206 | 67 | 225 | 210 | 244 |  | 3208.615 | 294483 | 2968632 | 103101400 | 106364515 | 425458.1 | -43046 | 67187 |  |  |  |  | 223638 | 16807 |  |  |  | 1679026 |  | 925308 | 22144 | 2891064 | 901
31622 | steam_electric_generating_plant_statistics_large_plants_402_2023_c000744_kirksville_ct | 221 | x | UNION ELECTRIC COMPANY | 2023 | kirksville ct |  |  |  | combustion_turbine |  | 1967 | 1967 | [13 empty] | 35684 | [6 empty] | 2017 | [7 empty] | 37701
31638 | steam_electric_generating_plant_statistics_large_plants_402_2023_c000744_labadie | 221 | x | UNION ELECTRIC COMPANY | 2023 | labadie |  |  |  | steam | conventional | 1970 | 1973 | 2428 | 2481 | 8759 | 2427 | 2372 | 2460 | 275 | 15782494.51 | 13364165 | 149331928 | 1661854582 | 1833258550 | 755048.8 | 1419206 | 254429560 |  | 5874975 |  |  | 7492288 | 7443448 | 1000 |  | 3975391 | 3184168 | 18051689 | 1959992 | 5101711 | 308933428 | 19.6 | 8707875
31630 | steam_electric_generating_plant_statistics_large_plants_402_2023_c000744_maryland_heights_lf | 221 |  | UNION ELECTRIC COMPANY | 2023 | maryland heights lf |  |  |  | combustion_turbine | conventional | 2012 | 2012 | 15 | 11 | 7282 | 10 |  |  | 4 | 59524.942 | 17669 | 7460769 | 46460634 | 53939072 | 3595938.1 | -137425 | 2272579 |  |  |  |  | 342778 | 36845 |  |  |  | 643664 |  | 1136269 | 157621 | 4452331 | 74.8
31639 | steam_electric_generating_plant_statistics_large_plants_402_2023_c000744_meramec | 221 | x | UNION ELECTRIC COMPANY | 2023 | meramec |  |  |  | steam | semioutdoor | 1953 | 1961 | 923 | 482 | 1646 | 755 | 736 | 770 | 22 | -5873.152 |  | 1581579 | 8513263 | 35261078 | 38202.7 | 67250 | 65624 |  | -36961 |  |  |  | 335973 |  |  | 57455 | 1969638 | 115359 | 24203 | 2872536 | 5471077 |  | 25166236
31631 | steam_electric_generating_plant_statistics_large_plants_402_2023_c000744_meramec_ct | 221 | x | UNION ELECTRIC COMPANY | 2023 | meramec ct |  |  |  | combustion_turbine | outdoor | 1974 | 2000 | 123 | [13 empty] | 3195 | [11 empty] | 1821 |  | 5016
31633 | steam_electric_generating_plant_statistics_large_plants_402_2023_c000744_mexico_ct | 221 | x | UNION ELECTRIC COMPANY | 2023 | mexico ct |  |  |  | combustion_turbine | outdoor | 1978 | 1978 | 54 | 7 | 2 | 60 | 54 | 67 |  | 190.975 | 20537 | 272385 | 7205603 | 7498525 | 138861.6 | 35596 | 2621 | [5 empty] | 1216 |  |  |  | 15535 |  | 35446 | 535 | 90949 | 476.2
31635 | steam_electric_generating_plant_statistics_large_plants_402_2023_c000744_moberly_ct | 221 | x | UNION ELECTRIC COMPANY | 2023 | moberly ct |  |  |  | combustion_turbine | outdoor | 1978 | 1978 | 54 | 30 | 8 | 60 | 54 | 67 |  | 30.334 | 11674 | 325075 | 7207591 | 7544340 | 139710 | 35590 | 46832 | [5 empty] | 122 |  |  |  | 3225 |  | 66769 | 7520 | 160058 | 5276.5
31625 | steam_electric_generating_plant_statistics_large_plants_402_2023_c000744_moreau_ct | 221 | x | UNION ELECTRIC COMPANY | 2023 | moreau ct |  |  |  | combustion_turbine | outdoor | 1978 | 1978 | 54 | 52 | 11 | 60 | 54 | 67 |  | -37.352 | 8738 | 297198 | 7135769 | 7441705 | 137809.4 | 35498 | 66057 | [5 empty] | 1363 |  |  |  | 9826 |  | 66688 |  | 179432
31620 | steam_electric_generating_plant_statistics_large_plants_402_2023_c000744_peno_creek_ct | 221 | x | UNION ELECTRIC COMPANY | 2023 | peno creek ct |  |  |  | combustion_turbine | outdoor | 2002 | 2002 | 242 | 215 | 1809 | 188 | 172 | 208 |  | 140547.714 | 1600578 | 2875442 | 121598508 | 126074528 | 520969.1 | -25539 | 7051013 |  |  |  |  | 213415 | 10854 |  |  |  | 1177510 |  | 1062540 | 261724 | 9751517 | 69.4
31626 | steam_electric_generating_plant_statistics_large_plants_402_2023_c000744_pickneyville | 221 | x | UNION ELECTRIC COMPANY | 2023 | pickneyville |  |  |  | combustion_turbine | outdoor | 2000 | 2001 | 405 | 177 | 429 | 331 | 316 | 348 |  | 42403.256 | 1702673 | 9598406 | 164734833 | 176035912 | 434656.6 | -48476 | 2423069 |  |  |  |  | 809740 | 16425 |  |  |  | 22643 |  | 1198038 | 149575 | 4571014 | 107.8
31629 | steam_electric_generating_plant_statistics_large_plants_402_2023_c000744_raccoon_creek_ctg | 221 | x | UNION ELECTRIC COMPANY | 2023 | raccoon creek ctg |  |  |  | combustion_turbine | outdoor | 2002 | 2002 | 340 | 155 | 9 | 331 | 304 | 360 |  | -2328 | 561779 | 2523186 | 146268409 | 149353374 | 439274.6 | -48030 | 785916 |  |  |  |  | 303610 | 919 |  |  |  | 18644 |  | 366703 | 12072 | 1439834
31636 | steam_electric_generating_plant_statistics_large_plants_402_2023_c000744_rush_island | 221 | x | UNION ELECTRIC COMPANY | 2023 | rush island |  |  |  | steam | conventional | 1976 | 1977 | 1339 | 1194 | 1428 | 1204 | 1178 | 1218 | 113 | 751693.728 | 979537 | 112281986 | 808332899 | 923896698 | 689990.1 | 1328800 | 24596477 |  | 3716778 |  |  | 2196987 | 2787641 |  |  | 1726799 | 2398838 | 2710874 | 820510 | 2516564 | 44800268 | 59.6 | 2302276
31637 | steam_electric_generating_plant_statistics_large_plants_402_2023_c000744_sioux | 221 | x | UNION ELECTRIC COMPANY | 2023 | sioux |  |  |  | steam | conventional | 1967 | 1968 | 1100 | 887 | 6443 | 987 | 974 | 994 | 170 | 3050510.316 | 1341716 | 87127721 | 1446820177 | 1579941697 | 1436310.6 | 1798461 | 76460643 |  | 4776183 |  |  | 5017474 | 2866658 | 17940 |  | 3164298 | 2568047 | 18549037 | 3175844 | 624485 | 119019070 | 39 | 44652083
31634 | steam_electric_generating_plant_statistics_large_plants_402_2023_c000744_total | 221 | X | UNION ELECTRIC COMPANY | 2023 | total | [21 empty] | 355552304 |  | 14330975 |  |  | 14706749 | 13454603 | 18940 | 7192430 | 8923943 | 10120691 | 39426959 | 5980549 | 11115296 | 485437156
31621 | steam_electric_generating_plant_statistics_large_plants_402_2023_c000744_venice_ct | 221 | x | UNION ELECTRIC COMPANY | 2023 | venice ct |  |  |  | combustion_turbine | outdoor | 1967 | 2005 | 576 | 359 | 108 | 517 | 489 | 552 | 6 | 13741.834 | 346849 | 13906169 | 192356410 | 206983799 | 359346.9 | -248154 | 2814564 |  |  |  |  | 158090 | 221992 |  |  |  | 216252 |  | 725270 | 155972 | 4043986 | 294.3 | 374371
31333 | steam_electric_generating_plant_statistics_large_plants_402_2023_c001187_black_mountain | 258 | x | UNS Electric, Inc. | 2023 | black mountain |  |  |  | combustion_turbine | conventional | 2008 | 2008 | 121 | 35 | 3013 | 90 | 90 | 90 | 2 | 94899 | 114127 | 2767543 | 68077766 | 71662591 | 592252.8 | 38428 | 6208210 | 0 | 0 | 0 | 0 | 0 | 4508 | 0 | 0 | 53971 | 105265 | 0 | 893027 | 177978 | 7481387 | 78.8 | 703155
31332 | steam_electric_generating_plant_statistics_large_plants_402_2023_c001187_gila_river | 258 | x | UNS Electric, Inc. | 2023 | gila river |  |  |  | combustion_turbine | outdoor | 2003 | 2003 | 155 | 116 | 1750 | 150 | 150 | 150 | 0 | 615568 | 56318 | 3802411 | 90414725 | 94796928 | 611593.1 | 2953 | 17871805 | 0 | 0 | 0 | 0 | 757031 | 10771 | 0 | 0 | 0 | 215827 | 0 | 1067227 | 222310 | 20147924 | 32.7 | 523474
31334 | steam_electric_generating_plant_statistics_large_plants_402_2023_c001187_valencia | 258 | x | UNS Electric, Inc. | 2023 | valencia |  |  |  | combustion_turbine | outdoor | 1989 | 2006 | 108 | 22 | 1121 | 65 | 65 | 65 | 1 | 5704 | 97573 | 2746377 | 31916454 | 34760404 | 321855.6 | 2941 | 686330 | 0 | 0 | 0 | 0 | 0 | 12096 | 0 | 0 | 472615 | 0 | 0 | 64421 | 39239 | 1277642 | 224 | 0
31766 | steam_electric_generating_plant_statistics_large_plants_402_2023_c000501_gladstone | 188 | x | Upper Peninsula Power Company | 2023 | gladstone |  |  |  | combustion_turbine | conventional | 1975 | 1987 | 22.6 | 0 | 0 | 0 | 0 | 0 | 1 | 39.793 | 55663 | 110212 | 2848500 | 3014375 | 133379 | 4589 | 9053 | 0 | 0 | 0 | 0 | 0 | 0 | 0 | 0 | 0 | 15381 | 0 | 16649 | 0 | 45672 | 1147.7 | 0
31767 | steam_electric_generating_plant_statistics_large_plants_402_2023_c000501_total | 188 | X | Upper Peninsula Power Company | 2023 | total | [31 empty] | 15527 |  |  |  | 15527
31259 | steam_electric_generating_plant_statistics_large_plants_402_2023_c000196_altavista | 164 | x | VIRGINIA ELECTRIC AND POWER COMPANY | 2023 | altavista |  |  |  | steam | conventional | 1992 | 1992 | 58 | 53 | 6135 | 51 | 51 | 51 | 19 | 283169.2 | 850256 | 11478184 | 69611671 | 81475313 | 1405000 |  | 17630739 |  | 1976977 |  |  |  | 1254668 | 275282 |  |  | 246820 | 2388304 | 353385 | 5706618 | 29832793 | 105.4 | -464798
31293 | steam_electric_generating_plant_statistics_large_plants_402_2023_c000196_bear_garden | 164 | x | VIRGINIA ELECTRIC AND POWER COMPANY | 2023 | bear garden |  |  |  | combined_cycle |  | 2011 | 2011 | 791 | 653 | 6378 | 590 | 590 | 622 | 32 | 3023134.913 | 403829 | 56159541 | 568868612 | 628386622 | 794420.5 | 1698710 | 91710496 | [5 empty] | 2719011 | 272948 |  |  | -367646 |  | 6205262 | 379141 | 102617922 | 33.9 | 2954640
31299 | steam_electric_generating_plant_statistics_large_plants_402_2023_c000196_bedford | 164 | x | VIRGINIA ELECTRIC AND POWER COMPANY | 2023 | bedford |  |  |  | photovoltaic |  | 2021 | 2021 | 78.75 |  | 4004 | 70 |  |  |  | 105330.619 |  | 15345839 | 82206135 | 101013901 | 1282716.2 |  |  |  | 1308922 |  |  |  | 568166 | 832906 |  |  |  |  | 34552 |  | 2744546 | 26.1 | 3461927
31279 | steam_electric_generating_plant_statistics_large_plants_402_2023_c000196_belcher | 164 | x | VIRGINIA ELECTRIC AND POWER COMPANY | 2023 | belcher |  |  |  | photovoltaic |  | 2021 | 2021 | 88.2 |  | 4432 | 88 |  |  |  | 129525.72 |  | 17559465 | 138577627 | 161234261 | 1828052.8 |  |  |  | 333344 |  |  |  | 937468 | 792828 |  |  |  |  | 34772 |  | 2098412 | 16.2 | 5097169
31297 | steam_electric_generating_plant_statistics_large_plants_402_2023_c000196_brunswick | 164 | x | VIRGINIA ELECTRIC AND POWER COMPANY | 2023 | brunswick |  |  |  | combined_cycle |  | 2016 | 2016 | 1732 | 1494 | 5319 | 1378 |  |  | 52 | 6337629.539 | 993728 | 40620107 | 1082696624 | 1128706354 | 651678 | 5689404 | 186604915 |  | 5737627 |  |  |  | 5240329 | 1213249 |  | 305121 | 5831544 |  | 18086033 | 466344 | 229174566 | 36.2 | 4395895
31267 | steam_electric_generating_plant_statistics_large_plants_402_2023_c000196_chesapeake | 164 | x | VIRGINIA ELECTRIC AND POWER COMPANY | 2023 | chesapeake |  |  |  | internal_combustion |  | 1967 | 1970 | 50.9 | 30 | 29 | 51 | 51 | 69 | 2 | 278.56 |  | 2054089 | 6824803 | 8878892 | 174438 | 104287 |  |  | 43998 |  |  |  | 15638 | 3837 |  |  | 21202 |  | 186826 | 27066 | 402854 | 1446.2
31291 | steam_electric_generating_plant_statistics_large_plants_402_2023_c000196_chesterfield_com_cyc | 164 | x | VIRGINIA ELECTRIC AND POWER COMPANY | 2023 | chesterfield com cyc |  |  |  | combined_cycle |  | 1990 | 1992 | 476 | 457 | 7259 | 397 | 397 | 462 | 0 | 1995279.457 | 2604211 | 62455359 | 426193509 | 491245920 | 1032029.2 |  | 54701709 |  | 2492332 |  |  |  | 2048772 | 125049 |  |  | -391196 |  | 6097930 | 68124 | 65142720 | 32.6 | -7159
31284 | steam_electric_generating_plant_statistics_large_plants_402_2023_c000196_chestnut | 164 | x | VIRGINIA ELECTRIC AND POWER COMPANY | 2023 | chestnut |  |  |  | photovoltaic |  | 2020 | 2020 | 80.6 |  | 4530 | 75 |  |  |  | 141261.041 |  | 10679685 | 104581971 | 118983585 | 1476223.1 |  |  |  | 1214669 |  |  |  | 516851 | 668502 |  |  |  |  | 43262 |  | 2443284 | 17.3 | 3721929
31257 | steam_electric_generating_plant_statistics_large_plants_402_2023_c000196_clover | 164 | x | VIRGINIA ELECTRIC AND POWER COMPANY | 2023 | clover |  |  |  | steam | conventional | 1995 | 1996 | 463.5 | 873 | 893 | 877 | 877 | 881 | 80 | 123965.304 | 961205 | 111179410 | 482695942 | 601829580 | 1298445.7 | 2629682 | 20614376 |  | 5587694 |  |  | 847342 | -2933304 | 50939 | 3222708 | 309171 | 509280 | 4785359 | -1355839 | 1478967 | 35746375 | 288.4 | 6993023
31283 | steam_electric_generating_plant_statistics_large_plants_402_2023_c000196_colonial_trail_west | 164 | x | VIRGINIA ELECTRIC AND POWER COMPANY | 2023 | colonial trail west |  |  |  | photovoltaic |  | 2019 | 2019 | 161.28 |  | 4467 | 142 |  |  |  | 258066.142 |  | 26288853 | 207653473 | 237536087 | 1472818 |  |  |  | 122423 |  |  |  | 2734891 | 1380006 |  |  |  |  | 69777 | 13202 | 4320299 | 16.7 | 3593761
31295 | steam_electric_generating_plant_statistics_large_plants_402_2023_c000196_costal_virginia_offshore_wind | 164 | x | VIRGINIA ELECTRIC AND POWER COMPANY | 2023 | costal virginia offshore wind |  |  |  | wind |  | 2021 | 2021 | 12 |  |  | 12 | [6 empty] | 293721749 | 305201802 | 25433483.5 |  |  |  | 4877645 |  |  |  | 673873 | 18395 |  |  |  |  | 285494 |  | 5855407 |  | 11480053
31264 | steam_electric_generating_plant_statistics_large_plants_402_2023_c000196_darbytown | 164 | x | VIRGINIA ELECTRIC AND POWER COMPANY | 2023 | darbytown |  |  |  | internal_combustion |  | 1990 | 1990 | 374 | 340 | 1130 | 336 | 336 | 387 | 6 | 118073.991 | 2819440 | 5992458 | 92772148 | 102434365 | 273888.7 | 91800 | 5298939 |  | 262268 |  |  |  | 240475 | 4101 |  |  | 179067 |  | 385240 | 201723 | 6663613 | 56.4 | 850319
31290 | steam_electric_generating_plant_statistics_large_plants_402_2023_c000196_elizabeth_river_ct | 164 | x | VIRGINIA ELECTRIC AND POWER COMPANY | 2023 | elizabeth river ct |  |  |  | internal_combustion |  | 1992 | 1992 | 432 | 336 | 1105 | 348 | 348 | 365 | 11 | 109175.556 | 1113800 | 6612739 | 54805347 | 62531886 | 144749.7 | 235385 | 3581966 |  | 470608 |  |  |  | 495865 | 32426 |  |  | 282436 |  | 573888 | 451584 | 6124158 | 56.1
31262 | steam_electric_generating_plant_statistics_large_plants_402_2023_c000196_fort_powhatan | 164 | x | VIRGINIA ELECTRIC AND POWER COMPANY | 2023 | fort powhatan |  |  |  | photovoltaic |  | 2022 | 2022 | 150 |  | 4532 | 150 |  |  |  | 312850.12 | 10269599 | 22197267 | 228497899 | 268115412 | 1787000 |  |  |  | 667667 |  |  |  | 1160403 | 42330 |  |  |  |  | 93588 |  | 1963988 | 6.3 | 7150647
31301 | steam_electric_generating_plant_statistics_large_plants_402_2023_c000196_gloucester_solar | 164 | x | VIRGINIA ELECTRIC AND POWER COMPANY | 2023 | gloucester solar |  |  |  | photovoltaic |  | 2019 | 2019 | 20 |  | 4479 | 20 |  |  |  | 37557.693 |  | 3956913 | 31618829 | 36295256 | 1814762.8 |  |  |  | 162939 |  |  |  | 457132 | 175750 |  |  |  |  | 15024 |  | 810845 | 21.6 | 719514
31273 | steam_electric_generating_plant_statistics_large_plants_402_2023_c000196_gordonsville | 164 | x | VIRGINIA ELECTRIC AND POWER COMPANY | 2023 | gordonsville |  |  |  | combined_cycle |  | 1994 | 1994 | 291 | 252 | 4685 | 218 | 218 | 268 | 22 | 918002.266 |  | 4487845 | 62196407 | 67442020 | 231759.5 |  | 23569320 |  | 1188019 |  |  |  | 1292133 | 526114 |  |  | -204363 |  | 2958620 | 848226 | 30178069 | 32.9 | 757768
31289 | steam_electric_generating_plant_statistics_large_plants_402_2023_c000196_grassfield_solar | 164 | x | VIRGINIA ELECTRIC AND POWER COMPANY | 2023 | grassfield solar |  |  |  | photovoltaic |  | 2022 | 2022 | 20 |  | 4410 | 20 |  |  |  | 40909.842 |  | 1605576 | 45717529 | 48105460 | 2405273 |  |  |  | 137915 |  |  |  | 321831 | 176783 |  |  |  |  | 15206 |  | 651735 |  | 782355
31281 | steam_electric_generating_plant_statistics_large_plants_402_2023_c000196_grasshopper | 164 | x | VIRGINIA ELECTRIC AND POWER COMPANY | 2023 | grasshopper |  |  |  | photovoltaic |  | 2020 | 2020 | 88.2 |  | 4579 | 80 |  |  |  | 147784.93 |  | 12863745 | 105191207 | 123113967 | 1395850 |  |  |  | 346415 |  |  |  | 610876 | [5 empty] | 39310 |  | 996601 | 6.7 | 5059015
31266 | steam_electric_generating_plant_statistics_large_plants_402_2023_c000196_gravel_neck | 164 | x | VIRGINIA ELECTRIC AND POWER COMPANY | 2023 | gravel neck |  |  |  | internal_combustion |  | 1970 | 1989 | 415 | 253 | 1343 | 368 | 368 | 428 | 3 | 89293.1 |  | 3524655 | 104382073 | 109119899 | 262939.5 | 52399 | 3605893 |  | 203105 |  |  |  | 479034 | 9830 |  |  | 158885 |  | 586954 | 56391 | 5152491 | 57.7 | 1213171
31304 | steam_electric_generating_plant_statistics_large_plants_402_2023_c000196_greensville | 164 | x | VIRGINIA ELECTRIC AND POWER COMPANY | 2023 | greensville |  |  |  | combined_cycle |  | 2018 | 2018 | 1588 | 1728 | 7067 | 1051 |  |  | 169 | 10286055.68 | 4103019 | 93553616 | 1140236789 | 1241795339 | 781987 | 9051513 | 278165005 |  | 8008164 |  |  |  | 8625509 | 411138 |  | 956144 | -746269 |  | 12654717 | 1021836 | 318147757 | 30.9 | 3901915
31300 | steam_electric_generating_plant_statistics_large_plants_402_2023_c000196_gutenberg_solar | 164 | x | VIRGINIA ELECTRIC AND POWER COMPANY | 2023 | gutenberg solar |  |  |  | photovoltaic |  | 2019 | 2019 | 79.9 |  | 4116 | 80 |  |  |  | 141007.598 |  | 18821801 | 114800590 | 137108919 | 1716006.5 |  |  |  | 1024715 |  |  |  | 687073 | 1141063 |  |  |  |  | 39222 |  | 2892073 | 20.5 | 3486528
31312 | steam_electric_generating_plant_statistics_large_plants_402_2023_c000196_hollyfield_solar | 164 | x | VIRGINIA ELECTRIC AND POWER COMPANY | 2023 | hollyfield solar |  |  |  | photovoltaic |  | 2018 | 2018 | 17.34 |  | 4365 | 17 |  |  |  | 29760.175 |  | 3503971 | 25579845 | 30087173 | 1735131.1 |  |  |  | 311179 |  |  |  | 357386 | 114414 |  |  |  |  | 20970 |  | 803949 | 27 | 1003357
31265 | steam_electric_generating_plant_statistics_large_plants_402_2023_c000196_ladysmith | 164 | x | VIRGINIA ELECTRIC AND POWER COMPANY | 2023 | ladysmith |  |  |  | internal_combustion |  | 2001 | 2009 | 796 | 903 | 3635 | 783 | 783 | 915 | 15 | 851408.313 | 1016458 | 30991855 | 274146586 | 307000001 | 385678.4 | 974410 | 27310014 |  | 810435 |  |  |  | 1102796 | 72389 |  | 505792 | -83334 |  | 3209387 | 538555 | 34440444 | 40.5 | 845102
31268 | steam_electric_generating_plant_statistics_large_plants_402_2023_c000196_low_moor | 164 | x | VIRGINIA ELECTRIC AND POWER COMPANY | 2023 | low moor |  |  |  | internal_combustion |  | 1971 | 1971 | 70 | 51 | 8 | 48 | 48 | 65 | 1 | 134.845 |  | 465779 | 9534366 | 10463427 | 149477.5 | 1003 | 45674 |  | 65568 |  |  |  | 8293 |  |  |  | 32279 |  | 212715 | 15653 | 381185 | 2826.8 | 463282
31263 | steam_electric_generating_plant_statistics_large_plants_402_2023_c000196_maplewood_solar | 164 | x | VIRGINIA ELECTRIC AND POWER COMPANY | 2023 | maplewood solar |  |  |  | photovoltaic |  | 2022 | 2022 | 120 |  | 4167 | 120 |  |  |  | 203462.825 |  | 20615827 | 177244902 | 202251386 | 1685000 |  |  |  | 519367 |  |  |  | 1422223 | 689670 |  |  |  |  | 69334 |  | 2700594 | 13.3 | 4390657
31303 | steam_electric_generating_plant_statistics_large_plants_402_2023_c000196_montross_solar | 164 | x | VIRGINIA ELECTRIC AND POWER COMPANY | 2023 | montross solar |  |  |  | photovoltaic |  | 2018 | 2018 | 22.4 |  | 4445 | 22 |  |  |  | 34586.095 |  | 4351435 | 26759313 | 32039272 | 1430324.6 |  |  |  | 241248 |  |  |  | 375859 | 170766 |  |  |  |  | 17547 |  | 805420 | 23.3 | 928524
31296 | steam_electric_generating_plant_statistics_large_plants_402_2023_c000196_morgans_corner | 164 | x | VIRGINIA ELECTRIC AND POWER COMPANY | 2023 | morgans corner |  |  |  | photovoltaic |  | 2015 | 2015 | 19.8 |  | 4371 | 20 |  |  |  | 28304.613 | 385400 | 5565894 | 45238799 | 52093345 | 2630977 |  |  |  | 186397 |  |  |  | 272615 | 94822 |  |  |  |  | 9902 |  | 563736 | 19.9 | 903252
31278 | steam_electric_generating_plant_statistics_large_plants_402_2023_c000196_mount_storm | 164 | x | VIRGINIA ELECTRIC AND POWER COMPANY | 2023 | mount storm |  |  |  | steam | conventional | 1965 | 1973 | 1660 | 1586 | 6097 | 1629 | 1629 | 1676 | 205 | 3521269.286 | 754476 | 179627232 | 1743233680 | 1950556879 | 1175034.3 | 13220814 | 152810528 |  | 12485811 |  |  | 5420113 | 10661682 | 1668266 | 91542156 | 142975 | 680372 | 17048415 | 9250954 | 11193404 | 326125490 | 92.6 | 26941491
31286 | steam_electric_generating_plant_statistics_large_plants_402_2023_c000196_mount_storm_ct | 164 | x | VIRGINIA ELECTRIC AND POWER COMPANY | 2023 | mount storm ct |  |  |  | combustion_turbine |  | 1967 | 1967 | 19 | 13 | 10 | 11 | 11 | 15 | 0 | 38.278 |  | 151989 | 2257916 | 2409905 | 126837.1 |  | 12135 | [11 empty] | 316253 |  | 328388 | 8579
31280 | steam_electric_generating_plant_statistics_large_plants_402_2023_c000196_norge | 164 | x | VIRGINIA ELECTRIC AND POWER COMPANY | 2023 | norge |  |  |  | photovoltaic |  | 2023 | 2023 | 21.6 |  | 581 | 20 |  |  | 0 | 3159.764 |  | 4537785 | 29420645 | 34465622 |  |  |  |  | 29229 |  |  |  | 28686 | [5 empty] | 1335 |  | 59250 |  | 507192
31276 | steam_electric_generating_plant_statistics_large_plants_402_2023_c000196_north_anna | 164 | x | VIRGINIA ELECTRIC AND POWER COMPANY | 2023 | north anna |  |  |  | nuclear |  | 1978 | 1980 | 1673 | 1965 | 8720 | 1673 | 1673 | 1673 | 1368 | 13992.187 | 32180168 | 377487585 | 2257460711 | 2577632207 | 1540724.6 | 47215200 | 83215421 | 1625774 | 10426622 |  |  | 1276014 | 38705641 | 3520193 |  | 10237697 | 1434916 | 13221926 | 13658954 | 10299897 | 234838254 | 16783.5 | -89496257
31269 | steam_electric_generating_plant_statistics_large_plants_402_2023_c000196_northern_neck | 164 | x | VIRGINIA ELECTRIC AND POWER COMPANY | 2023 | northern neck |  |  |  | internal_combustion |  | 1971 | 1971 | 70 | 69 | 69 | 47 | 47 | 70 | 2 | 1516.45 |  | 533999 | 10849504 | 11842622 | 169180.3 | 2006 | 401410 |  | 15717 |  |  |  | 18126 |  |  |  | 15618 |  | 214051 | 30484 | 697412 | 459.9 | 459119
31308 | steam_electric_generating_plant_statistics_large_plants_402_2023_c000196_oceana_solar | 164 | x | VIRGINIA ELECTRIC AND POWER COMPANY | 2023 | oceana solar |  |  |  | photovoltaic |  | 2017 | 2017 | 18.33 |  | 4318 | 18 |  |  |  | 28981.641 |  | 2904662 | 35880998 | 39997603 | 2182084.2 |  |  |  | 99571 |  |  |  | 267017 | 5706 |  |  |  |  | 8126 |  | 380420 | 13.1 | 1211943
31306 | steam_electric_generating_plant_statistics_large_plants_402_2023_c000196_pecan_solar | 164 | x | VIRGINIA ELECTRIC AND POWER COMPANY | 2023 | pecan solar |  |  |  | photovoltaic |  | 2018 | 2018 | 74.9 |  | 3999 | 75 |  |  |  | 123954.583 |  | 14789430 | 109209834 | 126839661 | 1693453.4 |  |  |  | 769178 |  |  |  | 680169 | 728606 |  |  |  |  | 30028 |  | 2207981 | 17.8 | 2840397
31277 | steam_electric_generating_plant_statistics_large_plants_402_2023_c000196_piney_creek | 164 | x | VIRGINIA ELECTRIC AND POWER COMPANY | 2023 | piney creek |  |  |  | photovoltaic |  | 2023 | 2023 | 86.4 |  | 2406 | 80 |  |  |  | 81402.174 |  | 20392989 | 129668400 | 152995817 |  |  |  |  | 62207 |  |  |  | 80347 | 3773 |  |  |  |  | 16291 |  | 162618 |  | 2934428
31288 | steam_electric_generating_plant_statistics_large_plants_402_2023_c000196_polyester | 164 | x | VIRGINIA ELECTRIC AND POWER COMPANY | 2023 | polyester |  |  |  | steam | conventional | 1992 | 1992 | 58 | 52 | 7599 | 51 | 51 | 51 |  | 344997.229 | 1015458 | 9318895 | 66703455 | 77088542 | 1329112.8 |  | 20931868 |  | 2517466 |  |  |  | 4577685 | 414694 |  |  | 46286 | 2752191 | 236046 | 2145673 | 33621909 | 97.5 | 50734
31270 | steam_electric_generating_plant_statistics_large_plants_402_2023_c000196_possum_point_com_cyc | 164 | x | VIRGINIA ELECTRIC AND POWER COMPANY | 2023 | possum point com cyc |  |  |  | combined_cycle |  | 2003 | 2003 | 669 | 623 | 4791 | 573 | 573 | 615 | 0 | 1868783.141 | 3812897 | 42385003 | 444648412 | 490846312 | 734000 | 1036314 | 62081726 |  | 1371403 |  |  |  | 1526983 | 654238 |  | 6165 | -400520 |  | 2531435 | 1449141 | 70256885 | 37.6
31287 | steam_electric_generating_plant_statistics_large_plants_402_2023_c000196_possum_point_ct | 164 | x | VIRGINIA ELECTRIC AND POWER COMPANY | 2023 | possum point ct |  |  |  | internal_combustion |  | 1968 | 1968 | 96 | 77 | 19 | 72 | 72 | 106 | 1 | 566 |  | 400570 | 11350181 | 11750751 | 122403.7 | 95291 | 245361 |  | 934876 |  |  |  | 14504 | 41106 |  |  | 3580 |  | 2746249 | 69333 | 4150300 | 7332.7
31305 | steam_electric_generating_plant_statistics_large_plants_402_2023_c000196_puller_solar | 164 | x | VIRGINIA ELECTRIC AND POWER COMPANY | 2023 | puller solar |  |  |  | photovoltaic |  | 2018 | 2018 | 15 |  | 4392 | 15 |  |  |  | 27791.966 |  | 3537337 | 24637322 | 29002022 | 1933468.1 |  |  |  | 146807 |  |  |  | 457803 | 127526 |  |  |  |  | 11048 |  | 743184 | 26.7 | 827363
31298 | steam_electric_generating_plant_statistics_large_plants_402_2023_c000196_pumpkinseed_solar | 164 | x | VIRGINIA ELECTRIC AND POWER COMPANY | 2023 | pumpkinseed solar |  |  |  | photovoltaic |  | 2022 | 2022 | 60 |  | 4013 | 60 |  |  |  | 95005.994 | 4216396 | 10620698 | 102898592 | 120861800 | 2014363.3 |  |  |  | 180653 |  |  |  | 723701 | 131657 |  |  |  |  | 31518 |  | 1067529 |  | 3126114
31274 | steam_electric_generating_plant_statistics_large_plants_402_2023_c000196_remington | 164 | x | VIRGINIA ELECTRIC AND POWER COMPANY | 2023 | remington |  |  |  | internal_combustion |  | 2000 | 2000 | 714 | 588 | 1697 | 608 | 608 | 749 | 11 | 308482.014 | 3289147 | 19363574 | 209574858 | 232896335 | 326185.3 | 667509 | 16006910 |  | 570060 |  |  |  | 651049 | 15461 |  | 497462 | 29555 |  | 3026108 | 406800 | 21870914 | 70.9 | 668756
31307 | steam_electric_generating_plant_statistics_large_plants_402_2023_c000196_remington_solar | 164 | x | VIRGINIA ELECTRIC AND POWER COMPANY | 2023 | remington solar |  |  |  | photovoltaic |  | 2017 | 2017 | 19.8 |  | 4419 | 20 |  |  |  | 31919.105 |  | 2175529 | 41852937 | 45018388 | 2273656 | 57596 |  |  | 99171 |  |  |  | 414802 | 2073 |  | 40073 |  |  | 57153 |  | 670868 | 21 | 989922
31285 | steam_electric_generating_plant_statistics_large_plants_402_2023_c000196_rochambeau | 164 | x | VIRGINIA ELECTRIC AND POWER COMPANY | 2023 | rochambeau |  |  |  | photovoltaic |  | 2021 | 2021 | 21 |  | 3939 | 21 |  |  |  | 33673.785 |  | 4287715 | 27355439 | 32531079 |  |  |  |  | 214851 |  |  |  | 203310 | 102372 |  |  |  |  | 10295 |  | 530828 | 15.8 | 887925
31292 | steam_electric_generating_plant_statistics_large_plants_402_2023_c000196_rosemary | 164 | x | VIRGINIA ELECTRIC AND POWER COMPANY | 2023 | rosemary |  |  |  | combined_cycle |  | 1990 | 1990 | 185 | 167 | 111 | 165 | 165 | 186 | 25 | 6531.84 | 124000 | 1901796 | 31567283 | 33593079 | 181584.2 |  | 1006631 |  | 237402 |  |  |  | 242290 | 9550 |  |  | -6444 |  | 352464 | 665722 | 2507615 | 383.9
31275 | steam_electric_generating_plant_statistics_large_plants_402_2023_c000196_sadler | 164 | x | VIRGINIA ELECTRIC AND POWER COMPANY | 2023 | sadler |  |  |  | photovoltaic |  | 2021 | 2021 | 110.25 |  | 4348 | 110 |  |  |  | 184367.117 |  | 25846811 | 107831975 | 138586334 | 1257018.9 |  |  |  | 183083 |  |  |  | 1727042 | 515585 |  |  |  |  | 55132 |  | 2480842 | 13.5 | 4907548
31309 | steam_electric_generating_plant_statistics_large_plants_402_2023_c000196_scott_timber_solar | 164 | x | VIRGINIA ELECTRIC AND POWER COMPANY | 2023 | scott timber solar |  |  |  | photovoltaic |  | 2016 | 2016 | 17.33 |  | 5192 | 17 |  |  |  | 27664.854 |  | 979666 | 39448574 | 41416042 | 2389846.6 |  |  |  | 575399 |  |  |  | 264590 | 146471 |  |  |  |  | 16621 |  | 1003081 | 36.3 | 987802
31261 | steam_electric_generating_plant_statistics_large_plants_402_2023_c000196_solidago | 164 | x | VIRGINIA ELECTRIC AND POWER COMPANY | 2023 | solidago |  |  |  | photovoltaic |  | 2023 | 2023 | 21.6 |  | 2141 | 20 |  |  |  | 19714.329 |  | 4633676 | 29733440 | 35144533 |  |  |  |  | 40443 |  |  |  | 19111 | [5 empty] | 4726 |  | 64280 |  | 777417
31272 | steam_electric_generating_plant_statistics_large_plants_402_2023_c000196_southampton | 164 | x | VIRGINIA ELECTRIC AND POWER COMPANY | 2023 | southampton |  |  |  | steam | conventional | 1992 | 1992 | 51 | 54 | 7467 | 51 | 51 | 51 | 30 | 340004.694 | 848433 | 9736852 | 62708995 | 73354067 | 1438315 |  | 23184693 |  | 2437501 |  |  |  | 5431840 | 330039 |  |  | 162699 | 2904486 | 280093 | 1970497 | 36701848 | 107.9 | 59787
31302 | steam_electric_generating_plant_statistics_large_plants_402_2023_c000196_spring_grove_1 | 164 | x | VIRGINIA ELECTRIC AND POWER COMPANY | 2023 | spring grove 1 |  |  |  | photovoltaic |  | 2020 | 2020 | 97.9 |  | 4159 | 98 |  |  |  | 142610.415 |  | 17421457 | 134971659 | 157232595 | 1606053.1 |  |  |  | 779136 |  |  |  | 1675312 | 905014 |  |  |  |  | 79480 |  | 3438942 | 24.1 | 4839479
31271 | steam_electric_generating_plant_statistics_large_plants_402_2023_c000196_surry | 164 | x | VIRGINIA ELECTRIC AND POWER COMPANY | 2023 | surry |  |  |  | nuclear |  | 1972 | 1973 | 1676 | 1754 | 8760 | 1676 | 1676 | 1676 | 1849 | 13834669.91 | 913613 | 427484224 | 2338999669 | 2556502603 | 1525359.5 | 54578000 | 89091520 | 2078443 | 14981606 |  |  | 1260111 | 42010687 | 3378090 |  | 8834151 | 2069322 | 14294937 | 14477445 | 9606222 | 256660534 | 18.6 | -210894903
31260 | steam_electric_generating_plant_statistics_large_plants_402_2023_c000196_sycamore | 164 | x | VIRGINIA ELECTRIC AND POWER COMPANY | 2023 | sycamore |  |  |  | photovoltaic |  | 2023 | 2023 | 42 |  | 3997 | 42 |  |  |  | 81445.463 | 2416752 | 11987822 | 78867448 | 94417626 |  |  |  |  | 185066 |  |  |  | 443420 | -158085 |  |  |  |  | 26668 |  | 497069 |  | 1145604
31258 | steam_electric_generating_plant_statistics_large_plants_402_2023_c000196_total | 164 | X | VIRGINIA ELECTRIC AND POWER COMPANY | 2023 | total | [21 empty] | 295517576 | 3704217 | 39086520 |  |  | 9660514 | 13836712 | 4192694 | 125629502 | 1941638 | 3755578 | 55264452 | 13712530 | 34477237 | 624778969
31294 | steam_electric_generating_plant_statistics_large_plants_402_2023_c000196_virginia_city | 164 | x | VIRGINIA ELECTRIC AND POWER COMPANY | 2023 | virginia city |  |  |  | steam | conventional | 2012 | 2012 | 820 | 623 | 2956 | 610 | 610 | 624 | 133 | 753347.999 | 5489001 | 272693489 | 1664849957 | 1986392740 | 2422430.2 | 4696197 | 39159809 |  | 6918134 |  |  | 2266159 | 7988563 | 539141 | 19584729 | 625646 | 552063 | 14540532 | 1350805 | 6898257 | 105120035 | 139.5 | 43360293
31282 | steam_electric_generating_plant_statistics_large_plants_402_2023_c000196_warren | 164 | x | VIRGINIA ELECTRIC AND POWER COMPANY | 2023 | warren |  |  |  | combined_cycle |  | 2014 | 2014 | 1384 | 1481 | 7321 | 1342 | 1342 | 1436 | 93 | 8468725.361 | 8522127 | 133011866 | 968493780 | 1110027773 | 802043.2 | 9971314 | 195787267 |  | 7629962 |  |  |  | 7050231 | 458521 |  | 29002 | -1511179 |  | 12411932 | 1022026 | 232849076 | 27.5
31311 | steam_electric_generating_plant_statistics_large_plants_402_2023_c000196_whitehouse_solar | 164 | x | VIRGINIA ELECTRIC AND POWER COMPANY | 2023 | whitehouse solar |  |  |  | photovoltaic |  | 2016 | 2016 | 20.16 |  | 4301 | 20 |  |  |  | 33039.084 |  | 1217848 | 43332135 | 45732942 | 2268499.1 |  |  |  | -52927 |  |  |  | 690757 | 197028 |  |  |  |  | 2745 |  | 837603 | 25.4 | 1182959
31256 | steam_electric_generating_plant_statistics_large_plants_402_2023_c000196_winterberry | 164 | x | VIRGINIA ELECTRIC AND POWER COMPANY | 2023 | winterberry |  |  |  | photovoltaic |  | 2023 | 2023 | 21.6 |  | 368 | 20 |  |  |  | 2260.86 |  | 4778408 | 32852312 | 38140583 |  |  |  |  | 5509 |  |  |  | 17678 | [5 empty] | 774 |  | 23961 |  | 509863
31310 | steam_electric_generating_plant_statistics_large_plants_402_2023_c000196_woodland_solar | 164 | x | VIRGINIA ELECTRIC AND POWER COMPANY | 2023 | woodland solar |  |  |  | photovoltaic |  | 2016 | 2016 | 19.16 |  | 4284 | 19 |  |  |  | 29898.243 |  | 1495549 | 41519217 | 44153559 | 2304465.5 |  |  |  | 142927 |  |  |  | 694832 | 130916 |  |  |  |  | 13456 |  | 982131 | 32.8 | 1138793
32178 | steam_electric_generating_plant_statistics_large_plants_402_2023_c000045_gibson_unit_5 | 156 | x | Wabash Valley Power Association, Inc. | 2023 | gibson unit 5 |  |  |  | internal_combustion | conventional | 1982 | 1982 | 166 | 157 | 5986 | 156 |  |  | 11 | 345611 | 625030 | 29600617 | 180071568 | 217145307 | 1308000 | 851338 | 14370895 |  | 1336217 |  |  | 473319 | 3214218 | 2507334 |  | 381118 | 739861 | 2179039 | 1008626 | 174174 | 27236139 | 80 | 6848092
32179 | steam_electric_generating_plant_statistics_large_plants_402_2023_c000045_holland | 156 | x | Wabash Valley Power Association, Inc. | 2023 | holland |  |  |  | combustion_turbine | conventional | 2002 | 2002 | 333 | 317 | 5586 | 330 |  |  | 13 | 1228831 | 2426250 | 4659022 | 135530540 | 142615812 | 428000 | 4433273 | 23402018 |  | 826623 |  |  |  |  | 91828 |  |  | 279128 | 551045 | 5095677 | 352908 | 35032500 | 30
32180 | steam_electric_generating_plant_statistics_large_plants_402_2023_c000045_prairie_state | 156 | x | Wabash Valley Power Association, Inc. | 2023 | prairie state |  |  |  | internal_combustion | conventional | 2012 | 2012 | 89 | 83 | 8095 | 83 |  |  | 11 | 625662.1 | 1580691 | 27107890 | 28574171 | 58651729 | 659000 | 389852 | 6829074 |  | 4037964 |  |  | 592155 | 58354 | 26400 |  | 17832 | 132323 | 3834896 | 550987 | 691239 | 17161076 | 30 | 1388977
32181 | steam_electric_generating_plant_statistics_large_plants_402_2023_c000045_total | 156 | X | Wabash Valley Power Association, Inc. | 2023 | total | [21 empty] | 21199969 |  | 6200804 |  |  | 1065474 | 3272572 | 2533734 | 2861 | 398950 | 1151312 | 6564980 | 1664494 | 1218321 | 46514660
32641 | steam_electric_generating_plant_statistics_large_plants_402_2023_c000772_central_plains | 225 | x | Westar Energy, Inc. | 2023 | central plains |  |  |  | wind | outdoor | 2009 | 2009 | 100.98 | 58 | 6290 |  |  |  | 6 | 129740 | 15956 | 10089123 | 173256021 | 187034636 | 1852194.9 | 235804 | [6 empty] | 82558 | 223802 |  |  |  |  | 1706650 | 173588 | 2422402 | 18.7 | 3673536
32642 | steam_electric_generating_plant_statistics_large_plants_402_2023_c000772_emporia_ctf | 225 | x | Westar Energy, Inc. | 2023 | emporia ctf |  |  |  | combustion_turbine | outdoor | 2008 | 2009 | 730.34 | 492 | 6190 |  |  | 654 | 5 | 1212638 | 1015637 | 19253597 | 310753162 | 331022396 | 453244.2 | 131910 | 39941856 |  | 1339 |  |  | 171429 | 437503 | 12765 |  | 13066 | 7114 |  | 547756 | 674643 | 41939381 | 34.6
32643 | steam_electric_generating_plant_statistics_large_plants_402_2023_c000772_flat_ridge | 225 | x | Westar Energy, Inc. | 2023 | flat ridge |  |  |  | wind | outdoor | 2009 | 2009 | 50 | 1 | 5767 |  |  |  | 6 | 45109 | 54316 | 4991965 | 103288776 | 112676660 | 2253533.2 | 202496 | [6 empty] | -859585 | 55244 |  |  | 868 |  | 1977380 |  | 1376403 | 30.5 | 4341603
32644 | steam_electric_generating_plant_statistics_large_plants_402_2023_c000772_gordan_evans_ctf | 225 | x | Westar Energy, Inc. | 2023 | gordan evans ctf |  |  |  | combustion_turbine | outdoor | 2000 | 2001 | 375.02 | 137 | 2450 |  |  | 292 | 4 | 438199 |  | 12064626 | 122973900 | 135038526 | 360083.5 | 73592 | 14248647 | [5 empty] | 485376 | 1422454 |  | 5352 | 0 |  | 230608 | 569809 | 17035838 | 38.9
32645 | steam_electric_generating_plant_statistics_large_plants_402_2023_c000772_hutchinson | 225 | x | Westar Energy, Inc. | 2023 | hutchinson |  |  |  | combustion_turbine | outdoor | 1974 | 1975 | 323.1 | 115 | 899 |  |  | 228 | 4 | 24895.001 | 36945 | 13476285 | 76689663 | 90202893 | 279179.5 | 1836 | 2052721 |  | 68 |  |  | 31692 | 302753 | 690 |  | 1302 | 1392 |  | 507190 | 120717 | 3020361 | 121.3
32646 | steam_electric_generating_plant_statistics_large_plants_402_2023_c000772_hutchinson_wdiesel | 225 | x | Westar Energy, Inc. | 2023 | hutchinson w/diesel |  |  |  | internal_combustion | outdoor | 1983 | 1983 | 2.75 |  | 3 |  |  | 3 | [5 empty] | 0 | 0 |  | 2134284 | [11 empty] | 82704 | 250 | 2217238
32647 | steam_electric_generating_plant_statistics_large_plants_402_2023_c000772_jeffrey_jec | 225 | x | Westar Energy, Inc. | 2023 | jeffrey (jec) |  |  |  | steam | semioutdoor | 1978 | 1983 | 1382.4 | 492 | 7026 |  | 1385 | 1385 | 206 | 3778571 | 3661012 | 239922258 | 1475639710 | 1774819092 | 1283868 | 1267921 | 84757658 |  | 3980083 |  |  | 860093 | 5359185 |  |  | 1597812 | 2129510 | 9616588 | 4682740 | 1920603 | 116172193 | 30.7 | 55596112
32648 | steam_electric_generating_plant_statistics_large_plants_402_2023_c000772_lawrence | 225 | x | Westar Energy, Inc. | 2023 | lawrence |  |  |  | steam | semioutdoor | 1939 | 1971 | 516.84 | 446 | 7052 |  | 485 | 485 | 50 | 1731948 | 1438269 | 108549506 | 560418529 | 683244897 | 1321966 | 733660 | 48605235 |  | 1135690 |  |  | 18228 | 2915353 |  |  | 558830 | 206213 | 2543375 | 1393682 | 2109154 | 60219420 | 34.8 | 12838593
32649 | steam_electric_generating_plant_statistics_large_plants_402_2023_c000772_persimmon_creek | 225 | x | Westar Energy, Inc. | 2023 | persimmon creek |  |  |  | wind | outdoor | 2018 | 2018 | 198.6 | 47 | 5107 |  |  |  | 1 | 483081 | 0 | 29582717 | 210042529 | 249304910 | 1255311.7 | 212 | [6 empty] | 295017 | 605751 |  |  |  |  | 3750354 |  | 4651334 | 9.6 | 9679664
32650 | steam_electric_generating_plant_statistics_large_plants_402_2023_c000772_spring_creek | 225 | x | Westar Energy, Inc. | 2023 | spring creek |  |  |  | combustion_turbine | outdoor | 2001 | 2001 | 346.12 | 260 | 1171 |  |  | 275 | 3 | 184586 | 154413 | 6572385 | 112537782 | 119264580 | 344575.8 | 5539 | 6855684 | [5 empty] | 141033 | 2415 |  | 101092 |  |  | 249714 | 213037 | 7568514 | 41
32652 | steam_electric_generating_plant_statistics_large_plants_402_2023_c000772_total | 225 | X | Westar Energy, Inc. | 2023 | total | [21 empty] | 147490992 |  | 5138518 |  |  | 882130 | 8304853 |  |  | 2163111 | 2346306 | 13915533 | 6094918 | 4074139 | 192418737
32651 | steam_electric_generating_plant_statistics_large_plants_402_2023_c000772_western_plains | 225 | x | Westar Energy, Inc. | 2023 | western plains |  |  |  | wind | outdoor | 2017 | 2017 | 292.8 | 220 | 8230 |  |  |  | 19 | 1063155 | 17072410 | 17681442 | 399729974 | 447954870 | 1529900.5 | 254361 | [6 empty] | 365649 | 2577806 |  |  | 208175 | 4341092 | 7122 |  | 7754205 | 7.3 | 13471044
32106 | steam_electric_generating_plant_statistics_large_plants_402_2023_c003435_state_line | 348 | x | Westar Generating, Inc. | 2023 | state line |  |  |  | combined_cycle | outdoor | 2001 | 2001 | 230 | 200 | 6448 |  | 196 | 196 | 24 | 912908 | 216245 | 9193164 | 125462833 | 134872242 | 586401.1 | 196033 | 18486241 |  |  |  |  | 1315512 | 338205 |  |  | 267188 | 127105 |  | 691408 | 373406 | 21795098 | 23.9
31672 | steam_electric_generating_plant_statistics_large_plants_402_2023_c000538_mitchell_total | 207 | x | Wheeling Power Company | 2023 | mitchell -total |  |  |  | steam | outdoor | 1971 | 1971 | 1633 | 1576 | 5280 | 0 | 1560 | 1560 | 180 | 3327606 | 6197189 | 108917439 | 2085098783 | 2211423822 | 1354209.3 | 5502328 | 140464309 | 0 | 9927230 | 0 | 0 | 66316 | 6212463 | 0 | 24046 | 2629317 | 1726220 | 21713390 | 6101162 | 1554161 | 195920942 | 58.9 | 11210411
31673 | steam_electric_generating_plant_statistics_large_plants_402_2023_c000538_mitchellwpco_share | 207 | x | Wheeling Power Company | 2023 | mitchell-wpco share |  |  |  | steam | outdoor | 1971 | 1971 | 816 | 788 | 5280 | 0 | 780 | 780 | 90 | 1663803 | 3098594 | 51381860 | 1096333584 | 1157329684 | 1418296.2 | 2482438 | 71390444 | 0 | 5177886 | 0 | 0 | 33158 | 2815830 | 0 | 159 | 1310481 | 863083 | 10791157 | 3049591 | 777182 | 98691409 | 59.3 | 6515646
31674 | steam_electric_generating_plant_statistics_large_plants_402_2023_c000538_total | 207 | X | Wheeling Power Company | 2023 | total | [21 empty] | 121136346 |  | 5177886 |  |  | 33158 | 2815830 |  | 159 | 1310481 | 863083 | 10791157 | 3049591 | 777182 | 148437311
32807 | steam_electric_generating_plant_statistics_large_plants_402_2023_c001316_badger_hollow_ii | 280 | x | Wisconsin Electric Power Company | 2023 | badger hollow ii |  |  |  | photovoltaic | conventional | 2023 | 2023 | 100 | 71 | 2850 |  |  |  | 0 | 1261 | 168500 | 5789397 | 157565771 | 167874799 | 1678750 | 0 | 0 | 0 | 0 | 0 | 0 | 0 | 9 | 0 | 0 | 0 | 0 | 0 | 11706 | 0 | 11715 | 10 | 4351131
32808 | steam_electric_generating_plant_statistics_large_plants_402_2023_c001316_blue_sky_green_field | 280 | x | Wisconsin Electric Power Company | 2023 | blue sky green field |  |  |  | wind |  | 2008 | 2008 | 145.2 | 143 | 6771 | 37 |  |  | 1 | 295302 | 4907156 | 6712357 | 315021260 | 336479204 | 2317350 | 47748 | 0 | 0 | 0 | 0 | 0 | 0 | 497054 | 508530 | 0 | 374 | 0 | 0 | 186 | 2301041 | 3354933 | 10 | 9838431
32809 | steam_electric_generating_plant_statistics_large_plants_402_2023_c001316_concord | 280 | x | Wisconsin Electric Power Company | 2023 | concord |  |  |  | combustion_turbine | conventional | 1993 | 1994 | 381.6 | 341 | 910 | 365 | 377 | 400 | 4 | 119825 | 826972 | 5453461 | 138023249 | 144303682 | 378150 | 67020 | 5557791 | 0 | 0 | 0 | 0 | 0 | 121766 | 0 | 0 | 36226 | 349757 | 0 | 611285 | 0 | 6743845 | 60 | 0
32810 | steam_electric_generating_plant_statistics_large_plants_402_2023_c001316_elm_road | 280 | x | Wisconsin Electric Power Company | 2023 | elm road |  |  |  | steam | conventional | 2010 | 2011 | 1168.8 | 1082 | 8454 | 1082 | 1078 | 1083 | 174 | 5542014 |  | 101254 | 39726241 | 39827495 | 34075.5 | 1565071 | 142951752 | 0 | 807507 | 0 | 0 | 0 | 12159324 | 350691959 | 0 | 4531656 | 2801533 | 22934720 | 2995573 | 4825954 | 546265049 | 98.6
32811 | steam_electric_generating_plant_statistics_large_plants_402_2023_c001316_germantown | 280 | x | Wisconsin Electric Power Company | 2023 | germantown |  |  |  | combustion_turbine | conventional | 1978 | 2000 | 335.7 | 245 | 294 | 263 | 273 | 351 | 4 | 13218 | 1175735 | 6410015 | 98484695 | 106070445 | 315970 | 58970 | 1581204 | 0 | 0 | 0 | 0 | 0 | 178728 | 0 | 0 | 31875 | 361452 | 0 | 229687 | 0 | 2441916 | 180
32812 | steam_electric_generating_plant_statistics_large_plants_402_2023_c001316_glacier_hills | 280 | x | Wisconsin Electric Power Company | 2023 | glacier hills |  |  |  | wind |  | 2011 | 2011 | 162 | 159 | 7780 | 30 |  |  | 1 | 345532 | 4148816 | 19396203 | 328538008 | 364756467 | 2251580 | 53280 | 0 | 0 | 0 | 0 | 0 | 0 | 513016 | 747246 | 0 | 0 | 0 | 0 | 2203579 | 0 | 3517121 | 10 | 12673440
32813 | steam_electric_generating_plant_statistics_large_plants_402_2023_c001316_montfort | 280 | x | Wisconsin Electric Power Company | 2023 | montfort |  |  |  | wind |  | 2001 | 2001 | 30 | 30 | 6464 | 3 |  |  | 1 | 45632 | 569055 | 728080 | 51357198 | 54941365 | 1831380 | 9874 | 0 | 0 | 0 | 0 | 0 | 0 | 125437 | 153713 | 0 | 583 | 0 | 0 | 1029275 | 0 | 1318882 | 30 | 2287032
32814 | steam_electric_generating_plant_statistics_large_plants_402_2023_c001316_paris | 280 | x | Wisconsin Electric Power Company | 2023 | paris |  |  |  | combustion_turbine | conventional | 1995 | 1995 | 381.6 | 384 | 1065 | 361 | 374 | 400 | 4 | 160199 | 1551856 | 6871362 | 152650155 | 161073373 | 422100 | 67039 | 6580275 | 0 | 0 | 0 | 0 | 0 | 182428 | 0 | 0 | 36237 | 376390 | 0 | 453810 | 0 | 7696179 | 48
32815 | steam_electric_generating_plant_statistics_large_plants_402_2023_c001316_port_washington | 280 | x | Wisconsin Electric Power Company | 2023 | port washington |  |  |  | combined_cycle | conventional | 2005 | 2008 | 1229.6 | 1324 | 8481 | 1217 | 1208 | 1311 | 41 | 8470420 | 327919 | 7074139 | 9148208 | 16550266 | 13459.9 | 330305 | 250115699 | 0 | 0 | 0 | 0 | 4526990 | 1696538 | 104007117 | 0 | 1901249 | 96531 | 0 | 28239538 | 7412 | 390921379 | 46.2
32816 | steam_electric_generating_plant_statistics_large_plants_402_2023_c001316_rothschild | 280 | x | Wisconsin Electric Power Company | 2023 | rothschild |  |  |  | steam | conventional | 2013 | 2013 | 57.5 | 46 | 7543 | 46 | 42 | 44 | 32 | 143200 |  | 77131277 | 216826653 | 299397216 | 5206910 | 1723114 | 12562508 | 0 | 0 | 0 | 0 | 0 | 637032 | 0 | 0 | 0 | 0 | 3110063 | 0 | 0 | 18032717 | 130 | 5439286
32817 | steam_electric_generating_plant_statistics_large_plants_402_2023_c001316_south_oak_creek | 280 | x | Wisconsin Electric Power Company | 2023 | south oak creek |  |  |  | steam | conventional | 1959 | 1967 | 1240 | 1085 | 6971 | 1103 | 1096 | 1117 | 153 | 3581721 | 19219520 | 224326335 | 1208185892 | 1441217224 | 1162270 | 1922704 | 90803644 | 0 | 5528687 | 0 | 0 | 1940596 | 17922648 | 0 | 0 | 2211530 | 2252726 | 9332359 | 625633 | 3778641 | 136319168 | 40 | -10514523
32822 | steam_electric_generating_plant_statistics_large_plants_402_2023_c001316_total | 280 | X | Wisconsin Electric Power Company | 2023 | total | [21 empty] | 291708292 |  | 10157957 |  | 11993143 | 2735578 | 32046268 | 350691959 |  | 7410697 | 5594740 | 36671069 | 4409283 | 10799547 | 746388064
32818 | steam_electric_generating_plant_statistics_large_plants_402_2023_c001316_valley | 280 | x | Wisconsin Electric Power Company | 2023 | valley |  |  |  | steam | conventional | 1968 | 1969 | 277.7 | 252 | 8760 | 278 | 278 | 278 | 52 | 377146 | 5078035 | 17269509 | 212243466 | 233068075 | 839280.1 | 944928 | 44887395 | 0 | 3821762 | 0 | -11993143 | 794982 | 1397577 | 0 | 0 | 667511 | 540480 | 1293926 | 788077 | 2194953 | 45338448 | 120.2 | -1522935
32819 | steam_electric_generating_plant_statistics_large_plants_402_2023_c001316_west_riverside | 280 | x | Wisconsin Electric Power Company | 2023 | west riverside |  |  |  | combined_cycle | conventional | 2019 | 2020 | 99.8 | 101 | 3833 | 98 | 94 | 100 | 6 | 375643 | 234332 | 11973819 | 94480025 | 106688176 | 1069019.8 | 10570 | 8589933 | 0 | 0 | 0 | 0 | 397301 | 54766 | 0 | 0 | 0 | 297402 | 0 | 165179 | 20064 | 9535215 | 25.4
32820 | steam_electric_generating_plant_statistics_large_plants_402_2023_c001316_weston_rice | 280 | x | Wisconsin Electric Power Company | 2023 | weston rice |  |  |  | internal_combustion | conventional | 2023 | 2023 | 65.8 | 65 | 688 | 66 |  |  | 4 | 48893 |  | 9832743 | 81153190 | 90985933 | 1382760 | 260814 | 1452390 | 0 | 0 | 0 | 0 | 47048 | 63135 | 0 | 0 | 52680 | 0 | 0 | 145064 | 0 | 2021131 | 40
32821 | steam_electric_generating_plant_statistics_large_plants_402_2023_c001316_whitewater | 280 | x | Wisconsin Electric Power Company | 2023 | whitewater |  |  |  | combined_cycle | conventional | 1996 | 1997 | 140 | 130 | 3170 | 118 | 118 | 123 | 10 | 323085 | 1264198 | 9718741 | 114704500 | 125687439 | 897767.4 | 0 | 11537717 | 0 | 0 | 0 | 0 | 135982 | 2120085 | 0 | 0 | 21991 | 74 | 0 | 847853 | 6660 | 14670362 | 45.4
31472 | steam_electric_generating_plant_statistics_large_plants_402_2023_c000691_albany | 219 | x | Wisconsin Power and Light Company | 2023 | albany |  |  |  | photovoltaic | outdoor | 2023 | 2023 | 50 | 35 | 482 |  |  |  | 6 | 874.909 | 321551 |  | 88487618 | 89857362 | 1797000 | 63375 | [14 empty] | 63375 | 72.4 | 1048192
31483 | steam_electric_generating_plant_statistics_large_plants_402_2023_c000691_bear_creek | 219 | x | Wisconsin Power and Light Company | 2023 | bear creek |  |  |  | photovoltaic | outdoor | 2022 | 2022 | 50 | 53 | 4419 | 0 |  |  | 6 | 93728.967 | 6922079 |  | 80455299 | 88397640 | 1768000 | 390465 | 1 | [13 empty] | 390465 | 4.2 | 1020262
31471 | steam_electric_generating_plant_statistics_large_plants_402_2023_c000691_beaver_dam | 219 | x | Wisconsin Power and Light Company | 2023 | beaver dam |  |  |  | photovoltaic | outdoor | 2023 | 2023 | 50 | 29 | 107 |  |  |  | 6 | 48.722 | 1272797 |  | 97994295 | 100385631 | 2008000 | 712 | [14 empty] | 712 | 14.6 | 1118539
31488 | steam_electric_generating_plant_statistics_large_plants_402_2023_c000691_bent_tree | 219 | x | Wisconsin Power and Light Company | 2023 | bent tree |  |  |  | wind | conventional | 2010 | 2011 | 201.3 | 192 | 7523 | 0 |  |  | 4 | 341814.113 | 31746318 | 42906750 | 408105112 | 499367151 | 2481000 | 277717 | 1 | [5 empty] | 41538 | 1241526 |  |  | 4950 |  | 2995 | 2386650 | 3955376 | 11.6 | 16608971
31475 | steam_electric_generating_plant_statistics_large_plants_402_2023_c000691_cassville | 219 | x | Wisconsin Power and Light Company | 2023 | cassville |  |  |  | photovoltaic | outdoor | 2023 | 2023 | 50 | 36 | 420 |  |  |  | 6 | 1184.514 |  |  | 102022241 | 103363294 | 2067000 | 63501 | [14 empty] | 63501 | 53.6 | 1341053
31477 | steam_electric_generating_plant_statistics_large_plants_402_2023_c000691_cedar_ridge | 219 | x | Wisconsin Power and Light Company | 2023 | cedar ridge |  |  |  | wind | conventional | 2008 | 2008 | 67.65 | 67 | 7478 | 0 |  |  | 4 | 161374.15 | 5087004 | 12475030 | 147938781 | 167013997 | 2469000 | 166628 | 1 | [5 empty] | 61475 | 510879 |  |  | 43215 | 19 | 81426 | 898597 | 1762239 | 10.9 | 1513181
31485 | steam_electric_generating_plant_statistics_large_plants_402_2023_c000691_columbia | 219 | x | Wisconsin Power and Light Company | 2023 | columbia |  |  |  | steam | conventional | 1975 | 1978 | 594.9 | 612 | 8761 | 594 |  |  | 102 | 2257335.277 | 1558671 | 95547290 | 688994420 | 810032507 | 1362000 | 493854 | 62617156 |  | 7555700 |  |  | 1089919 | 1310039 |  |  | 143277 | 462568 | 3550074 | 889993 | 2144065 | 80256646 | 35.6 | 23932125
31476 | steam_electric_generating_plant_statistics_large_plants_402_2023_c000691_crawfish_river | 219 | x | Wisconsin Power and Light Company | 2023 | crawfish river |  |  |  | photovoltaic | outdoor | 2023 | 2023 | 75 | 56 | 2877 |  |  |  | 6 | 400.22 | 231314 |  | 112605060 | 114696813 | 1529000 | 97895 | [14 empty] | 97895 | 244.6 | 1860440
31486 | steam_electric_generating_plant_statistics_large_plants_402_2023_c000691_edgewater_5 | 219 | x | Wisconsin Power and Light Company | 2023 | edgewater 5 |  |  |  | steam | conventional | 1985 | 1985 | 414 | 403 | 7209 | 407 |  |  | 51 | 1937768.918 | 1922462 | 142605517 | 659184711 | 817503406 | 1975000 | 1520480 | 53618074 |  | 3527814 |  |  | 855829 | 2367487 |  |  | 1427741 | 55769 | 3919129 | 435225 | 1499041 | 69226590 | 35.7 | 13790715
31478 | steam_electric_generating_plant_statistics_large_plants_402_2023_c000691_forward_wind | 219 | x | Wisconsin Power and Light Company | 2023 | forward wind |  |  |  | wind | conventional | 2008 | 2014 | 58.72 | 59 | 7589 | 0 |  |  | 11 | 127074.55 |  | 4790453 | 98961308 | 107542926 | 1831000 | 20434 | 1 | [5 empty] | 117403 | 324039 |  |  |  |  | 2075133 | -251711 | 2285298 | 18 | 3791165
31474 | steam_electric_generating_plant_statistics_large_plants_402_2023_c000691_kossuth | 219 | x | Wisconsin Power and Light Company | 2023 | kossuth |  |  |  | wind | conventional | 2020 | 2020 | 152.2 | 142 | 8092 | 0 |  |  | 4 | 522938.39 | 1034612 | 36072245 | 194845438 | 241225049 | 1585000 | 294154 | 1 | [5 empty] | 6408 | 1016016 |  |  | 1136 |  |  | 1931848 | 3249563 | 6.2 | 9272755
31484 | steam_electric_generating_plant_statistics_large_plants_402_2023_c000691_neenah | 219 | x | Wisconsin Power and Light Company | 2023 | neenah |  |  |  | combustion_turbine | conventional | 2000 | 2000 | 371 | 353 | 4798 | 311 |  |  | 3 | 610307.214 | 334582 | 7580546 | 113796417 | 121792813 | 328000 | 4006 | 20701148 |  |  |  |  | 267808 | 142088 |  |  | 129 | 269338 |  | 345002 |  | 21729520 | 35.6 | 81268
31482 | steam_electric_generating_plant_statistics_large_plants_402_2023_c000691_north_rock | 219 | x | Wisconsin Power and Light Company | 2023 | north rock |  |  |  | photovoltaic | outdoor | 2022 | 2022 | 50 | 50 | 4411 |  |  |  | 6 | 94242.785 | 87134 |  | 86969818 | 87963875 | 1759000 | 281902 | 1 | [13 empty] | 281902 | 3 | 906923
31468 | steam_electric_generating_plant_statistics_large_plants_402_2023_c000691_onion_river | 219 | x | Wisconsin Power and Light Company | 2023 | onion river |  |  |  | photovoltaic | outdoor | 2023 | 2023 | 150 | 133 | 1656 |  |  |  | 6 | 3444.626 | 154653 |  | 223109261 | 227293232 | 1515000 | 17032 | [14 empty] | 17032 | 4.9 | 4029318
31469 | steam_electric_generating_plant_statistics_large_plants_402_2023_c000691_paddock | 219 | x | Wisconsin Power and Light Company | 2023 | paddock |  |  |  | photovoltaic | outdoor | 2023 | 2023 | 65 | 59 | 930 |  |  |  | 6 | 1859.694 | 722098 |  | 121557638 | 123534723 | 1901000 | 78203 | [14 empty] | 78203 | 42.1 | 1254988
31489 | steam_electric_generating_plant_statistics_large_plants_402_2023_c000691_riverside | 219 | x | Wisconsin Power and Light Company | 2023 | riverside |  |  |  | combustion_turbine |  | 2004 | 2004 | 674.9 | 618 | 8101 | 578 |  |  | 53 | 3574919.521 | 893478 | 82323849 | 519523060 | 603022650 | 893000 | 101293 | 98058253 |  | 164883 |  |  | 251058 | 620474 |  |  |  | 2112927 | 23692 | 3266633 | 10631 | 104609843 | 29.3 | 282262
31481 | steam_electric_generating_plant_statistics_large_plants_402_2023_c000691_s_fond_du_lac | 219 | x | Wisconsin Power and Light Company | 2023 | s fond du lac |  |  |  | combustion_turbine | conventional | 1994 | 1994 | 190.8 | 170 | 192 | 170 |  |  | 2 | 14439.391 | 432364 | 1934140 | 66696911 | 69088790 | 362000 | 736 | 1312882 |  | 4600 |  |  | 31461 | 30609 |  |  |  | 79730 |  | 302377 | 1073 | 1763467 | 122.1 | 25375
31480 | steam_electric_generating_plant_statistics_large_plants_402_2023_c000691_sheboygan_falls | 219 | x | Wisconsin Power and Light Company | 2023 | sheboygan falls |  |  |  | combustion_turbine | conventional | 2004 | 2005 | 346.8 | 348 | 4191 | 294 |  |  | 5 | 546565.37 |  | 18887140 | 188460454 | 207347595 | 598000 | 573 | 19567701 |  | 434 |  |  | 437860 | 318131 |  |  | 286 | 275335 | 117 | 666442 | 131 | 21267009 | 38.9
31470 | steam_electric_generating_plant_statistics_large_plants_402_2023_c000691_springfield | 219 | x | Wisconsin Power and Light Company | 2023 | springfield |  |  |  | photovoltaic | outdoor | 2023 | 2023 | 100 | 70 | 1769 |  |  |  | 6 | 2065.294 | 432398 |  | 232808548 | 235292306 | 2353000 | 8086 | [14 empty] | 8086 | 3.9 | 2051360
31487 | steam_electric_generating_plant_statistics_large_plants_402_2023_c000691_total | 219 | X | Wisconsin Power and Light Company | 2023 | total | [21 empty] | 193583219 |  | 9066094 |  |  | 2006564 | 3887983 |  |  | 1651488 | 518541 | 7642955 | 1322910 | 3659878 | 227577148
31467 | steam_electric_generating_plant_statistics_large_plants_402_2023_c000691_wautoma | 219 | x | Wisconsin Power and Light Company | 2023 | wautoma |  |  |  | photovoltaic | outdoor | 2023 | 2023 | 99 | 78 | 683 |  |  |  | 6 | 3761.119 |  |  | 160526963 | 162559647 | 1642000 | 124982 | [14 empty] | 124982 | 33.2 | 2032684
31479 | steam_electric_generating_plant_statistics_large_plants_402_2023_c000691_west_riverside | 219 | x | Wisconsin Power and Light Company | 2023 | west riverside |  |  |  | combustion_turbine |  | 2020 | 2020 | 533.7 | 542 | 8101 | 537 |  |  | 53 | 3381511.917 | 1303616 | 64071157 | 499901811 | 565276584 | 1059000 | 147229 | 87765952 |  | 493693 |  |  | 1853837 | 416232 |  |  | 834 | 2703185 | 7965 | 1125624 | 1947 | 94516499 | 28
31473 | steam_electric_generating_plant_statistics_large_plants_402_2023_c000691_wood_county | 219 | x | Wisconsin Power and Light Company | 2023 | wood county |  |  |  | photovoltaic | outdoor | 2022 | 2022 | 150 | 150 | 4417 |  |  |  | 6 | 248527 | 12300684 |  | 242437027 | 257749340 | 1718000 | 836211 | [14 empty] | 836212 | 3.4 | 3011630
31983 | steam_electric_generating_plant_statistics_large_plants_402_2023_c000500_badger_hollow_i | 187 | x | Wisconsin Public Service Corporation | 2023 | badger hollow i |  |  |  | photovoltaic | conventional | 2021 | 2021 | 100 | 101 | 4090 | 73 | 0 | 0 | 1 | 174544.421 | 168732 | 4790078 | 141201185 | 156913812 | 1569140 | 0 | 0 | 0 | 0 | 0 | 0 | 0 | 369099 | 455933 | 0 | 0 | 0 | 0 | 478754 | 0 | 1303786 | 10 | 10753817
31984 | steam_electric_generating_plant_statistics_large_plants_402_2023_c000500_columbia | 187 | x | Wisconsin Public Service Corporation | 2023 | columbia |  |  |  | steam | conventional | 1975 | 1978 | 330 | 314 | 8760 | 307 | 304 | 305 | 98 | 1169216 | 757648 | 47881567 | 383995732 | 447261199 | 1355337 | 309631 | 32702410 | 0 | 1531906 | 0 | 0 | 611714 | 1678325 | 0 | 0 | 137883 | 224513 | 2519266 | 751093 | 1509257 | 41975998 | 35.9 | 14626252
31992 | steam_electric_generating_plant_statistics_large_plants_402_2023_c000500_crane_creek | 187 | x | Wisconsin Public Service Corporation | 2023 | crane creek |  |  |  | wind | conventional | 2009 | 2009 | 99 | 98 | 7758 | 17 | 0 | 0 | 0 | 282210 | 3668559 | 8205789 | 160660168 | 172140151 | 1738790 | 32549 | 0 | 0 | 0 | 0 | 0 | 0 | 272775 | 527393 | 0 | 0 | 0 | 0 | 1618614 | 0 | 2451331 | 10 | -394365
31991 | steam_electric_generating_plant_statistics_large_plants_402_2023_c000500_de_pere_energy_center | 187 | x | Wisconsin Public Service Corporation | 2023 | de pere energy center |  |  |  | combustion_turbine | conventional | 1999 | 1999 | 192.27 | 185 | 1154 | 166 | 166 | 194 | 3 | 144443.753 | 0 | 16377991 | 65473606 | 81851597 | 425711.7 | 229927 | 4984769 | 0 | 0 | 0 | 0 | 31275 | 86482 | 0 | 0 | 20604 | 91614 | 0 | 234998 | 0 | 5679669 | 39.3 | 0
31982 | steam_electric_generating_plant_statistics_large_plants_402_2023_c000500__forward_wind | 187 | x | Wisconsin Public Service Corporation | 2023 | forward wind |  |  |  | wind | conventional | 2008 | 2008 | 61.48 | 65 | 7464 | 8 | 0 | 0 | 0 | 132967.764 | 24484 | 4759899 | 114562505 | 122694877 | 1995690 | 20240 | 0 | 0 | 0 | 0 | 0 | 0 | 125748 | 328690 | 0 | 0 | 0 | 0 | 1991128 | 0 | 2465806 | 20 | 3347989
31990 | steam_electric_generating_plant_statistics_large_plants_402_2023_c000500_fox_energy_center | 187 | x | Wisconsin Public Service Corporation | 2023 | fox energy center |  |  |  | combined_cycle | conventional | 2005 | 2005 | 628 | 643 | 7828 | 581 | 583 | 643 | 29 | 4349793.096 | 5260328 | 36693544 | 411927546 | 453881418 | 722740 | 2392787 | 137512060 | 0 | 0 | 0 | 0 | 1221395 | 870685 | 0 | 0 | 1296353 | 238519 | 0 | 4518374 | 0 | 148050173 | 30 | 0
31988 | steam_electric_generating_plant_statistics_large_plants_402_2023_c000500_pulliam_31 | 187 | x | Wisconsin Public Service Corporation | 2023 | pulliam 31 |  |  |  | combustion_turbine | conventional | 2003 | 2003 | 90.95 | 88 | 1704 | 82 | 83 | 103 | 3 | 107719.441 | 0 | 1627762 | 34400470 | 36028232 | 396130 | 14643 | 3475397 | 0 | 0 | 0 | 0 | 16025 | 259840 | 0 | 0 | 7835 | 9217 | 0 | 302839 | 0 | 4085796 | 40 | 0
31987 | steam_electric_generating_plant_statistics_large_plants_402_2023_c000500_red_barn_wind_park | 187 | x | Wisconsin Public Service Corporation | 2023 | red barn wind park |  |  |  | wind | conventional | 2023 | 2023 | 82.44 | 81 | 5593 | 15 | 0 | 0 | 0 | 151389 | 81129 | 12411957 | 137485459 | 152137322 | 1845430 | 0 | 0 | 0 | 0 | 0 | 0 | 0 | 102494 | 287450 | 0 | 0 | 0 | 0 | 723642 | 0 | 1113586 | 10 | 2158777
31993 | steam_electric_generating_plant_statistics_large_plants_402_2023_c000500_total | 187 | X | Wisconsin Public Service Corporation | 2023 | total | [21 empty] | 102289654 |  | 4693785 |  |  | 1890696 | 6229350 |  |  | 1827617 | 2209123 | 9800324 | 6393818 | 4619852 | 141644584
31986 | steam_electric_generating_plant_statistics_large_plants_402_2023_c000500_two_creeks | 187 | x | Wisconsin Public Service Corporation | 2023 | two creeks |  |  |  | photovoltaic | conventional | 2020 | 2020 | 100 | 100 | 4194 | 73 | 0 | 0 | 0 | 192899.72 | 437227 | 4992264 | 131515832 | 146758709 | 1467590 | 0 | 0 | 0 | 0 | 0 | 0 | 0 | 204626 | 301235 | 0 | 0 | 0 | 0 | 1444155 | 0 | 1950016 | 10 | 9813386
31985 | steam_electric_generating_plant_statistics_large_plants_402_2023_c000500_west_marinette | 187 | x | Wisconsin Public Service Corporation | 2023 | west marinette |  |  |  | combustion_turbine | conventional | 1971 | 1993 | 187.2 | 159 | 1370 | 158 | 159 | 196 | 3 | 104990.8 | 267961 | 8361458 | 29316491 | 37945910 | 202700 | 76941 | 4198564 | 0 | 0 | 0 | 0 | 32797 | 87665 | 0 | 0 | 8754 | 15162 | 0 | 354340 | 0 | 4774223 | 50 | 0
31989 | steam_electric_generating_plant_statistics_large_plants_402_2023_c000500_weston | 187 | x | Wisconsin Public Service Corporation | 2023 | weston |  |  |  | steam | conventional | 1954 | 2008 | 729.3 | 725 | 7322 | 713 | 716 | 730 | 145 | 2659364.342 | 389075067 | 317758661 | 620169208 | 1335892639 | 1831750 | 1380546 | 69467539 | 0 | 3161878 | 0 | 0 | 1278982 | 4436389 | 0 | 0 | 1689535 | 1984611 | 7281058 | 5642725 | 3110555 | 99433818 | 40 | 8889703
31981 | steam_electric_generating_plant_statistics_large_plants_402_2023_c000500_weston_rice | 187 | x | Wisconsin Public Service Corporation | 2023 | weston rice |  |  |  | internal_combustion | conventional | 2023 | 2023 | 65.8 | 65 | 688 | 66 | 0 | 0 | 4 | 49575.019 | 0 | 9685157 | 81975717 | 91660874 | 1393022.4 | 260815 | 1452390 | 0 | 0 | 0 | 0 | 47048 | 117702 | 0 | 0 | 52680 | 0 | 0 | 145064 | 0 | 2075699 | 41.9 | 0
31980 | steam_electric_generating_plant_statistics_large_plants_402_2023_c000500_weston_w31_w32 | 187 | x | Wisconsin Public Service Corporation | 2023 | weston w31, w32 |  |  |  | combustion_turbine | conventional | 1969 | 1973 | 76.34 | 22 | 17 | 67 | 68 | 88 | 0 | 322.381 | 0 | 0 | 0 | 0 | 0 | 12293 | 114594 | 0 | 0 | 0 | 0 | 0 | 19851 | 0 | 0 | 2538 | 143 | 0 | 27962 | 0 | 177381 | 550 | 0
31994 | steam_electric_generating_plant_statistics_large_plants_402_2023_c000500_whitewater | 187 | x | Wisconsin Public Service Corporation | 2023 | whitewater |  |  |  | combined_cycle | conventional | 1996 | 1997 | 140 | 130 | 3170 | 118 | 118 | 123 | 9 | 323085.427 | 1264198 | 9718105 | 114704499 | 125686802 | 897762.9 | 0 | 11537708 | 0 | 0 | 0 | 0 | 135982 | 2120084 | 0 | 0 | 21991 | 74 | 0 | 847852 | 6660 | 14670351 | 45.4 | 0
31727 | steam_electric_generating_plant_statistics_large_plants_402_2023_c001188_alpine | 259 | x | Wolverine Power Supply Cooperative, Inc. | 2023 | alpine |  |  |  | combustion_turbine | outdoor | 2016 | 2016 | 453.9 | 437 | 5790 | 408 |  |  | 10 | 818770.145 | 1437620 | 15278200 | 156381312 | 173097132 | 381355.2 | 416900 | 22137244 |  |  |  |  | 1225313 | 1369986 |  |  | 18629 | 122657 | 176243 | 435360 |  | 25902332 | 31.6
31728 | steam_electric_generating_plant_statistics_large_plants_402_2023_c001188_burnips | 259 | x | Wolverine Power Supply Cooperative, Inc. | 2023 | burnips |  |  |  | combustion_turbine |  | 1937 | 2001 | 25.4 | 26 | 187 | 23 |  |  | 2 | 3902.019 | 29357 | 387255 | 5996448 | 6413060 | 252482.7 | 31451 | 192139 |  |  |  |  | 158201 | 182048 |  |  | 3840 | 14247 | 37577 | 64077 |  | 683580 | 175.2
31729 | steam_electric_generating_plant_statistics_large_plants_402_2023_c001188_campbell_3 | 259 | x | Wolverine Power Supply Cooperative, Inc. | 2023 | campbell #3 |  |  |  | steam | conventional | 1981 | 1981 | 15.2 | [6 empty] | 94148.211 | 16084 | 3719133 | 33145439 | 36880656 | 2426358.9 | 0 | 2449533 |  | 281935 |  |  |  | 1107970 |  |  |  | 20578 | 162390 | 21249 |  | 4043655 | 42.9
31730 | steam_electric_generating_plant_statistics_large_plants_402_2023_c001188_gaylord | 259 | x | Wolverine Power Supply Cooperative, Inc. | 2023 | gaylord |  |  |  | combustion_turbine | outdoor | 2001 | 2001 | 70.2 | 79 | 538 | 64 |  |  | 3 | 10056.791 | 227437 | 611714 | 15434290 | 16273441 | 231815.4 | 107557 | 677070 |  |  |  |  | 103743 | 162601 |  |  | 7480 | 32292 | 119976 | 104879 |  | 1315598 | 130.8
31726 | steam_electric_generating_plant_statistics_large_plants_402_2023_c001188_hersey | 259 | x | Wolverine Power Supply Cooperative, Inc. | 2023 | hersey |  |  |  | combustion_turbine | outdoor | 1947 | 2000 | 50 | 60 | 798 | 51 |  |  | 5 | 19063 | 2748 | 995424 | 28965898 | 29964070 | 599281.4 | 111099 | 984667 |  |  |  |  | 253171 | 350245 |  |  | 21101 | 60075 | 167010 | 344513 |  | 2291881 | 120.2
31731 | steam_electric_generating_plant_statistics_large_plants_402_2023_c001188_sumpter | 259 | x | Wolverine Power Supply Cooperative, Inc. | 2023 | sumpter |  |  |  | combustion_turbine | outdoor | 2002 | 2002 | 393.09 | 234 | 1830 | 328 |  |  | 6 | 112088.322 | 3483581 | 11133809 | 148479734 | 163097124 | 414910.4 | 118690 | 5606207 |  |  |  |  | 324702 | 599105 |  |  | 13309 | 95027 | 156695 | 509272 |  | 7423007 | 66.2
31732 | steam_electric_generating_plant_statistics_large_plants_402_2023_c001188_total | 259 | X | Wolverine Power Supply Cooperative, Inc. | 2023 | total | [21 empty] | 2449533 |  | -29077 |  |  | 106808 | 1312174 |  |  |  | 20578 | 126056 | 21249 | 36333 | 4043654
31735 | steam_electric_generating_plant_statistics_large_plants_402_2023_c001188_tower | 259 | x | Wolverine Power Supply Cooperative, Inc. | 2023 | tower |  |  |  | combustion_turbine | outdoor | 1948 | 1970 | 22.27 | 21 | 11 | 21 |  |  |  | 187.685 | 1100 | 252273 | 2291191 | 2544564 | 114259.7 | 10190 | 32503 |  |  |  |  | 11145 | 25431 |  |  | 1352 | 2821 | 9279 | 9087 |  | 101808 | 542.4
31733 | steam_electric_generating_plant_statistics_large_plants_402_2023_c001188_vestaburg | 259 | x | Wolverine Power Supply Cooperative, Inc. | 2023 | vestaburg |  |  |  | combustion_turbine | outdoor | 1939 | 1999 | 28.8 | 26 | 76 | 20 |  |  | 2 | 1414.24 | 343625 | 296972 | 6102059 | 6742656 | 234120 | 22575 | 125363 |  |  |  |  | 136423 | 160609 |  |  | 4343 | 34355 | 57890 | 57520 |  | 599078 | 423.6
31734 | steam_electric_generating_plant_statistics_large_plants_402_2023_c001188_vestaburgfo | 259 | x | Wolverine Power Supply Cooperative, Inc. | 2023 | vestaburg-fo |  |  |  |  | outdoor | 1939 | 1999 | 28.8 | 0 | 1 | 20 |  |  | 2 |  |  |  |  | 0 | 0 | [15 empty] | 0
31699 | steam_electric_generating_plant_statistics_large_plants_402_2023_c007565_total | 372 | X | aep texas (pudl determined) | 2023 | total | [27 empty] | -9336 |  |  |  |  | -6 |  |  | -9342
31978 | steam_electric_generating_plant_statistics_large_plants_402_2023_c003849_antelope_valley_station | 354 | x | basin electric power cooperative (pudl determined) | 2023 | antelope valley station |  |  |  | steam |  | 1984 | 1985 | 969 | 563 | 6771 | 870 | 900 | 900 | 161 | 4933202 | 4235090 | 183429951 | 853713636 | 1049509489 | 1083085.1 | 9955231 | 84802886 |  | 23489755 |  |  | 4619616 | 5705104 | 10000000 |  | 8706727 | 4323659 | 30765887 | 10743560 | 11285 | 193123710 | 39.1 | 8130812
31970 | steam_electric_generating_plant_statistics_large_plants_402_2023_c003849_culbertson_station | 354 | x | basin electric power cooperative (pudl determined) | 2023 | culbertson station |  |  |  | combustion_turbine |  | 2010 | 2010 | 100 | 36 | 5826 | 95 | 95 | 95 | 3 | 317280 | 208963 |  | 104807035 | 105442473 | 1054424.7 | 385851 | 8481865 |  |  |  |  | 3032040 |  |  |  |  | 268181 |  | 1214166 |  | 13382103 | 42.2 | 426475
31976 | steam_electric_generating_plant_statistics_large_plants_402_2023_c003849_deer_creek_station | 354 | x | basin electric power cooperative (pudl determined) | 2023 | deer creek station | [5 empty] | 2012 | 2012 | 320 | 121 | 4847 | 297 | 297 | 300 | 28 | 1060906 | 1412707 | 54476990 | 322590223 | 384183925 | 1200574.8 | 3468016 | 25435151 |  | 472971 |  |  | 2342517 | 2144617 |  |  | 272907 | 556763 | 1686560 | 2344212 |  | 38723714 | 36.5 | 5704005
31975 | steam_electric_generating_plant_statistics_large_plants_402_2023_c003849_dry_fork_station | 354 | x | basin electric power cooperative (pudl determined) | 2023 | dry fork station |  |  |  | steam |  | 2011 | 2011 | 445 | 326 | 7749 | 405 | 390 | 405 | 70 | 2853389 | 871993 | 518039900 | 863572371 | 1386449292 | 3115616.4 | 7965075 | 31479432 |  | 6987858 |  |  | 2045497 | 3382918 |  |  | 3663334 | 1902035 | 6872671 | 2976547 | 4382 | 67279749 | 23.6 | 3965028
31967 | steam_electric_generating_plant_statistics_large_plants_402_2023_c003849_groton_generation_station | 354 | x | basin electric power cooperative (pudl determined) | 2023 | groton generation station |  |  |  | combustion_turbine |  | 2006 | 2008 | 200 | 23 | 1916 | 190 | 190 | 190 | 3 | 201862 | 367508 | 7880579 | 129949855 | 138908117 | 694540.6 | 35766 | 7186453 |  |  |  |  | 2453122 |  |  |  |  | 106926 |  | 3845091 |  | 13627358 | 67.5 | 710175
31977 | steam_electric_generating_plant_statistics_large_plants_402_2023_c003849_laramie_river_station | 354 | x | basin electric power cooperative (pudl determined) | 2023 | laramie river station |  |  |  | steam |  | 1980 | 1982 | 1836 | 1268 | 7359 | 1700 | 1700 | 1700 | 258 | 4694559 | 4790045 | 128583639 | 663479342 | 819325523 | 446255.7 | 4849955 | 66594360 |  | 10551898 |  |  | 3740584 | 4491270 |  |  | 5328353 | 3262960 | 26185317 | 6841529 | 1933 | 131848159 | 28.1 | 22472497
31979 | steam_electric_generating_plant_statistics_large_plants_402_2023_c003849_leland_olds_station | 354 | x | basin electric power cooperative (pudl determined) | 2023 | leland olds station |  |  |  | steam |  | 1966 | 1976 | 727 | 372 | 6533 | 604 | 666 | 666 | 136 | 3256427 | 410069 | 56886450 | 810064068 | 875985946 | 1204932.5 | 5813599 | 75933445 |  | 16440199 |  |  | 1119335 | 8479102 |  |  | 7649590 | 1617506 | 25136251 | 10550970 | 2596605 | 155336602 | 47.7 | 8625359
31973 | steam_electric_generating_plant_statistics_large_plants_402_2023_c003849_lonesome_creek_station | 354 | x | basin electric power cooperative (pudl determined) | 2023 | lonesome creek station |  |  |  | combustion_turbine |  | 2013 | 2021 | 312 | 132 | 5142 | 270 | 270 | 270 | 2 | 1155641 | 1216402 | 22603561 | 243545600 | 267365563 | 856940.9 |  | 27867771 |  |  |  |  | 4851844 |  |  |  |  | 308990 |  | 4255196 |  | 37283801 | 32.3
31968 | steam_electric_generating_plant_statistics_large_plants_402_2023_c003849_pioneer_generation_station | 354 | x | basin electric power cooperative (pudl determined) | 2023 | pioneer generation station |  |  |  | combustion_turbine |  | 2013 | 2017 | 264 | 117 | 6461 | 242 | 242 | 242 | 14 | 1028228 | 2064426 | 48237721 | 200197620 | 250499767 | 948862.8 |  | 24502963 |  |  |  |  | 6679859 |  |  |  |  | 482017 |  | 9168271 |  | 40833110 | 39.7
31969 | steam_electric_generating_plant_statistics_large_plants_402_2023_c003849_spirit_mound_station | 354 | x | basin electric power cooperative (pudl determined) | 2023 | spirit mound station | [5 empty] | 1978 | 1978 | 122 | 1 | 91 | 120 | 120 | 120 | 1 | 8841 | 158000 | 3383409 | 21803100 | 25344509 | 207741.9 | 168663 | 4193881 |  |  |  |  | 658935 |  |  |  | 1524 | 66366 |  | 80540 |  | 5169909 | 584.8
31972 | steam_electric_generating_plant_statistics_large_plants_402_2023_c003849_total | 354 | X | basin electric power cooperative (pudl determined) | 2023 | total | [21 empty] | 256375803 |  | 52611028 |  |  | 9309748 | 7065407 | 10000000 |  | 20649263 | 10454828 | 86645536 | 30896056 | 2268885 | 510042657
31974 | steam_electric_generating_plant_statistics_large_plants_402_2023_c003849_wisdom_generating_station | 354 | x | basin electric power cooperative (pudl determined) | 2023 | wisdom generating station |  |  |  | combustion_turbine |  | 2004 | 2004 | 82 | 0 | 64 | 80 | 127 | 127 | 5 | 1485.5 |  | 2945580 | 15479317 | 18424897 | 224693.9 | 83432 | 64793 |  |  |  |  | 582804 |  |  |  | 71985 | 26700 |  | 93084 |  | 922798 | 621.2
31971 | steam_electric_generating_plant_statistics_large_plants_402_2023_c003849_wyoming_distributed_generation | 354 | x | basin electric power cooperative (pudl determined) | 2023 | wyoming distributed generation |  |  |  | combustion_turbine |  | 2002 | 2002 | 58 | 0 | 84 | 48 | 45 | 45 | 1 | 893 |  | 1729212 | 37812048 | 45551153 | 785364.7 | 4277 | 133073 |  |  |  |  | 723163 | [6 empty] | 409708 |  | 1270221 | 1422.4 | 6009893
31769 | steam_electric_generating_plant_statistics_large_plants_402_2023_c008999_attala | 382 | x | entergy mississippi, llc | 2023 | attala |  |  |  | combustion_turbine |  | 1905 | 1905 | 551 | 515 | 6445 |  | 458 | 501 | 26 | 2943994.961 | 128931 | 18533587 | 122329878 | 140992396 | 256000 | 867794 | 43871916 |  | 16225 |  |  | 870505 | 7076502 | 117008 | 162 | 94184 | 309819 | -1120 | 3320083 | 332242 | 56875320 | 19.3
31768 | steam_electric_generating_plant_statistics_large_plants_402_2023_c008999_baxter_wilson | 382 | x | entergy mississippi, llc | 2023 | baxter wilson |  |  |  | steam | outdoor | 1966 | 1971 | 545 | 0 | 0 |  | 494 | 559 | 4 |  | 90432 | 385452 |  | 612019 | 1000 | 17464 | 114862 |  | 14716 |  |  | 11224 | 239541 | 15263 |  | 3 | 95 | -26579 | 1748 | 8985 | 397322 |  | 136135
31774 | steam_electric_generating_plant_statistics_large_plants_402_2023_c008999_choctaw | 382 | x | entergy mississippi, llc | 2023 | choctaw |  |  |  | combined_cycle | outdoor | 2019 | 2019 | 899 | 910 | 6683 |  | 798 | 848 | 30 | 5144356.323 | 2761498 | 208586182 | 294921721 | 506269401 | 563000 | 467136 | 93405014 |  | 27463 |  |  |  | 2165385 | 10717 | 197 | 34401 | 116 | -1897 | 4309 | 13875269 | 109988110 | 21.4
31773 | steam_electric_generating_plant_statistics_large_plants_402_2023_c008999_gerald_andrus | 382 | x | entergy mississippi, llc | 2023 | gerald andrus |  |  |  | steam | outdoor | 1975 | 1975 | 781 | 641 | 754 |  | 707 | 750 | 29 | 213040.798 | 331301 | 31587099 | 171504625 | 203423025 | 260000 | 1424761 | 6105197 |  | 1527851 |  |  | 2161 | 2838055 | 31758 | 920 | 194115 | 424233 | 2278362 | 1022249 | 445103 | 16294765 | 76.5
31772 | steam_electric_generating_plant_statistics_large_plants_402_2023_c008999_hinds | 382 | x | entergy mississippi, llc | 2023 | hinds |  |  |  | combustion_turbine |  | 2001 | 2001 | 600 | 556 | 7472 |  | 481 | 526 | 35 | 3310273.327 | 1362657 | 101260727 | 236216410 | 338839794 | 564000 | 685205 | 55385584 |  | 17035 |  |  | 210441 | 5631172 | 30764 | 185 | 21338 | 187635 | -1176 | 3470098 | 1316097 | 66954378 | 20.2
31771 | steam_electric_generating_plant_statistics_large_plants_402_2023_c008999_independence | 382 | x | entergy mississippi, llc | 2023 | independence |  |  |  | steam | outdoor | 1983 | 1984 | 1800 | 1710 | 10494 |  | 1663 | 1681 | 51 | 1182803.371 | 1068160 | 22332444 | 259816242 | 284724693 | 158000 | 597200 | 33306335 | 0 | 409741 | 0 | 0 | 257020 | 1505138 | 15039 | 1937 | 56029 | 233274 | 3137928 | 1348769 | 2184460 | 43052870 | 36.4 | 1507847
31770 | steam_electric_generating_plant_statistics_large_plants_402_2023_c008999_total | 382 | X | entergy mississippi, llc | 2023 | total | [21 empty] | 288973711 |  | 2013031 |  |  | 270404 | 7498836 | 85756 | 3401 | 326210 | 657858 | 5385518 | 2382294 | 17150093 | 327819415
32959 | steam_electric_generating_plant_statistics_large_plants_402_2023_c007667_new_orleans_power_station | 233 | x | entergy new orleans, llc | 2023 | new orleans power station |  |  |  | internal_combustion | conventional | 2019 | 2020 | 132 | 131 | 3960 | 0 | 131 | 131 | 20 | 182656.546 |  | 44482025 | 145072860 | 189554885 | 1436021.9 | 409122 | 6129436 |  |  |  |  | 841643 | 2633755 | 67958 |  | 69573 | 621879 | 53 | 375761 | 1294587 | 12443767 | 68.1
32961 | steam_electric_generating_plant_statistics_large_plants_402_2023_c007667_total | 233 | X | entergy new orleans, llc | 2023 | total | [21 empty] | 78341552 | [5 empty] | 1265431 | 37345 | 62 | 20320 | 129 | 274 | 2928 | 225828 | 80228815
32960 | steam_electric_generating_plant_statistics_large_plants_402_2023_c007667_union_power_station | 233 | x | entergy new orleans, llc | 2023 | union power station |  |  |  | combined_cycle | outdoor | 2003 | 2003 | 577 | 592 | 7690 | 0 | 509 | 550 | 15 | 3646861.224 | 2491294 | 118628091 | 195342553 | 316461938 | 548460.9 | 617566 | 72214516 |  |  |  |  | 1772508 | 2089544 | 263407 | 62 | 239848 | 143320 | 221 | 3609534 | 372993 | 81323519 | 22.3
32143 | steam_electric_generating_plant_statistics_large_plants_402_2023_c004044_gordon_evans_wdiesel | 356 | x | evergy kansas south, inc. | 2023 | gordon evans w/diesel |  |  |  | steam | outdoor | 1969 | 1969 | 2.86 |  | 12 |  | 3 | 3 | 4 | 16 | 280395 | 79866 | 1809058 | 2169320 | 759000 |  | 3780 | [5 empty] | 14899 | [5 empty] | 7256 |  | 25935 | 1621
32141 | steam_electric_generating_plant_statistics_large_plants_402_2023_c004044_jeffrey_20 | 356 | x | evergy kansas south, inc. | 2023 | jeffrey 20% |  |  |  | steam | semioutdoor | 1978 | 1983 | 432 | 154 | 7026 |  | 433 | 433 |  | 1180799 | 921413 | 69642414 | 425254957 | 511249597 | 1183000 | 396197 | 61547718 |  | 1243319 |  |  | 268779 | 1646483 |  | -9 | 499316 | 665471 | 3008616 | 1463284 | 586637 | 71325811 | 60 | 15430813
32142 | steam_electric_generating_plant_statistics_large_plants_402_2023_c004044_lacygne_1_50 | 356 | x | evergy kansas south, inc. | 2023 | lacygne 1 (50%) |  |  |  | steam | outdoor | 1973 | 1973 | 436.5 | 375 | 6392 |  | 379 | 379 | 74 | 1861230 | 2566715 | 143196777 | 865388005 | 1094837039 | 2508000 | 1662030 | 39162842 |  | 1040335 |  |  | 152064 | 622495 | 132141 |  | 1630077 | 634931 | 3477999 | 274232 | 173180 | 48962326 | 26 | 83685542
32140 | steam_electric_generating_plant_statistics_large_plants_402_2023_c004044_lacygne_2_50 | 356 | x | evergy kansas south, inc. | 2023 | lacygne 2 (50%) |  |  |  | steam | outdoor | 1977 | 1977 | 362.93 | 321 | 5897 |  | 334 | 334 | 73 | 1443483 |  | 4804802 | 133939478 | 138744280 | 382000 | 1350762 | 29262851 |  | 759379 |  |  | 158524 | 626762 | 14912962 |  | 955983 | 640536 | 3113425 | 229732 | 174706 | 52185622 | 36
32145 | steam_electric_generating_plant_statistics_large_plants_402_2023_c004044_total | 356 | X | evergy kansas south, inc. | 2023 | total | [21 empty] | 129973420 | 3841953 | 3043033 |  |  | 579367 | 2895725 | 15045103 |  | 3085376 | 1940938 | 9600040 | 1972742 | 934523 | 172479256
32144 | steam_electric_generating_plant_statistics_large_plants_402_2023_c004044_wolf_creek_47 | 356 | x | evergy kansas south, inc. | 2023 | wolf creek 47% |  |  |  | nuclear | conventional | 1985 | 1985 | 609.25 | 561 | 8760 |  | 554 | 554 | 713 | 4840538 | 4211935 | 468768963 | 1497778282 | 2113088139 | 3468000 | 6169719 | 30936490 | 3841953 | 7792083 |  |  | 1002199 | 28927055 |  |  | 3609233 | 2195447 | 11746432 | 2020885 | 2093156 | 100334652 | 21 | 142328958
32153 | steam_electric_generating_plant_statistics_large_plants_402_2023_c011304_total | 444 | X | indiana-kentucky electric corporation | 2023 | total | [21 empty] | 172236049 |  | 5048692 |  |  | 3543269 | 16274952 |  |  | 4510393 | 3821111 | 33380024 | 4624946 | 738014 | 250223153
31946 | steam_electric_generating_plant_statistics_large_plants_402_2023_c003836_craig_station_unit_3 | 353 | x | tri-state generation and transmission association (pudl determined) | 2023 | craig station unit 3 |  |  |  | steam | conventional | 1984 | 1984 | 534.8 | 448.103 | 7378 | 448 |  |  | 158 | 1801183 | 10518898 | 137451541 | 409124798 | 557095237 |  | 1168986 | 83760637 |  | 12258411 |  |  | 2659912 | 1989050 |  |  | 1812787 | 1116239 | 9948821 | 893605 | 2170571 | 117779019 | 65.4
31950 | steam_electric_generating_plant_statistics_large_plants_402_2023_c003836_craig_station_units_1__2 | 353 | x | tri-state generation and transmission association (pudl determined) | 2023 | craig station units 1 & 2 |  |  |  | steam | conventional | 1979 | 1979 | 214 | 761 | 13314 | 837 | 0 | 0 | 158 | 642720 | 267408 | 67641484 | 222283650 | 290192542 |  | 535672 | 25944211 |  | 4471373 |  |  | 1360139 | 963240 |  |  | 855644 | 564940 | 5889970 | 1793244 | 1047283 | 43425716 | 67.57
31949 | steam_electric_generating_plant_statistics_large_plants_402_2023_c003836_jm_shafer_generating_station | 353 | x | tri-state generation and transmission association (pudl determined) | 2023 | j.m. shafer generating station |  |  |  | combined_cycle |  | 1994 | 1994 | 396.9 | 270.9 | 41384 | 272 | 0 | 0 | 18 | 1048175 | 49106733 | 11357059 | 249427025 | 309890817 |  | 1150590 | 31998924 |  | 1088284 |  |  | 1694660 | 1416258 | 58510 |  | 760630 | 126430 |  | 8929547 | 184823 | 47408656 | 45.23
31948 | steam_electric_generating_plant_statistics_large_plants_402_2023_c003836_laramie_river_station | 353 | x | tri-state generation and transmission association (pudl determined) | 2023 | laramie river station |  |  |  | steam | conventional | 1980 | 1982 | 610 | 0 | 22078 | 570 | 0 | 0 | 255 | 2936514 | 1422793 | 82009769 | 446613572 | 530046134 |  | 3725974 | 41839792 |  | 7623870 |  |  | 2494261 | 871958 |  |  | 3502983 | 2468337 | 19678121 | 5074140 | 833 | 87280269 | 29.7
31947 | steam_electric_generating_plant_statistics_large_plants_402_2023_c003836_total | 353 | X | tri-state generation and transmission association (pudl determined) | 2023 | total | [21 empty] | 225734787 |  | 37865059 |  |  | 8590827 | 12576233 | 58473759 |  | 8468548 | 5180893 | 50752773 | 20955815 | 5618286 | 441205882
31996 | steam_electric_generating_plant_statistics_large_plants_402_2023_c005443_kuester | 368 | x | upper michigan energy resources company (pudl determined) | 2023 | kuester |  |  |  | internal_combustion | conventional | 2019 | 2019 | 131.6 | 132 | 6534 | 132 |  |  | 1 | 490463 | 527100 | 49993328 | 114694883 | 165215311 | 1255440 | 183308 | 16219809 |  |  |  |  | 474047 | 1305458 |  |  | 63450 |  |  | 3887208 |  | 22133280 | 50 | 0
31995 | steam_electric_generating_plant_statistics_large_plants_402_2023_c005443_mihm | 368 | x | upper michigan energy resources company (pudl determined) | 2023 | mihm |  |  |  | internal_combustion | conventional | 2019 | 2019 | 56.4 | 57 | 6300 | 57 |  |  | 1 | 207891 | 1594838 | 32125420 | 65601919 | 99322177 | 1761030 | 98234 | 6772617 |  |  |  |  | 185756 | 736594 |  |  | 5034 |  |  | 1522286 |  | 9320521 | 40 | 0